## TARIFFF
"Divison" | Tariff Code | Test Description | Quantity | Rate | Discount (if any)
1 | DCCD-C101 | AC+DC SUPER IMPOSED COMPOSITE STRESS/OVER VOLTAGE TEST ON HT CAPACITOR(FOR A DURATION OF 24 HRS. | 2750 | PER SAMPLE
1 | DCCD-C101 | AC+DC SUPER IMPOSED COMPOSITE STRESS/OVER VOLTAGE TEST ON HT CAPACITOR(FOR A DURATION OF 24 HRS. | 3300 | PER SAMPLE
1 | DCCD-C116 | AGEING OF SAMPLES IN ELECTRIC OVEN FOR 24 HRS. OR PART THEREOF | 1100 | PER SAMPLE
1 | DCCD-C116 | AGEING OF SAMPLES IN ELECTRIC OVEN FOR 24 HRS. OR PART THEREOF | 1350 | PER SAMPLE
1 | DCCD/TRF/04/14-15 DT | AGEING TEST - 201 TO 400 KVAR HT CAPACITOR | 680 | ONE SAMPLE
1 | DCCD-C111 | AGEING TEST ON HT POWER CAPACITORS | 363850 | PER SAMPLE
1 | DCCD-C111 | AGEING TEST ON HT POWER CAPACITORS | 436650 | PER SAMPLE
1 | DCCD-C23 | AGEING TEST ON LT [POWER CAPACITOR-ABOVE 50 KVAR UPTO & INCLUDING 100 KVAR | 121300 | TEST
1 | DCCD-C23 | AGEING TEST ON LT [POWER CAPACITOR-ABOVE 50 KVAR UPTO & INCLUDING 100 KVAR | 242600 | TEST
1 | DCCD-C22 | AGEING TEST ON LT POWER CAPACITOR- ABOVE 10 KVAR UP TO & INCLUDING 50 KVAR | 72800 | TEST
1 | DCCD-C22 | AGEING TEST ON LT POWER CAPACITOR- ABOVE 10 KVAR UP TO & INCLUDING 50 KVAR | 87400 | TEST
1 | DCCD-C21 | AGEING TEST ON LT POWER CAPACITOR-FROM 1 KVAR UPTO & INCLUDING 10 KVAR | 63100 | TEST
1 | DCCD-C21 | AGEING TEST ON LT POWER CAPACITOR-FROM 1 KVAR UPTO & INCLUDING 10 KVAR | 75750 | TEST
1 | DCCD/TRF/04/14-15 DT | AGEING TEST UPTO 200 KVAR HT CAPACITOR | 425 | ONE SAMPLE
1 | DCCD-A47 | AGEING TEST/LOSS OF MASS TEST FOR INSULATION & SHEATHS OF CABLES | 4400 | TEST
1 | DCCD-A47 | AGEING TEST/LOSS OF MASS TEST FOR INSULATION & SHEATHS OF CABLES | 5300 | TEST
1 | DCCD-C47b | ALL ROUTINE & TYPE TEST ON MFD CAPACITORS-B) ELECTRIC FAN CAPACITOR-IS:1709-1986-SH TYPE | 71600 | PER SAMPLE
1 | DCCD-C47b | ALL ROUTINE & TYPE TEST ON MFD CAPACITORS-B) ELECTRIC FAN CAPACITOR-IS:1709-1986-SH TYPE | 85950 | PER SAMPLE
1 | DCCD-C33 | ALL ROUTINE & TYPE TESTS ON LT POWER CAPACITORS-ABOVE 30 KVAR UPTO & INCLUDING 50 KVAR | 109200 | PER SAMPLE
1 | DCCD-C33 | ALL ROUTINE & TYPE TESTS ON LT POWER CAPACITORS-ABOVE 30 KVAR UPTO & INCLUDING 50 KVAR | 131050 | PER SAMPLE
1 | DCCD-C34 | ALL ROUTINE & TYPE TESTS ON LT POWER CAPACITORS-ABOVE 50 KVAR UPTO & INCLUDING 100 KVAR | 145550 | PER SAMPLE
1 | DCCD-C34 | ALL ROUTINE & TYPE TESTS ON LT POWER CAPACITORS-ABOVE 50 KVAR UPTO & INCLUDING 100 KVAR | 174700 | PER SAMPLE
1 | DCCD-C31 | ALL ROUTINE & TYPE TESTS ON LT POWER CAPACITORS-ABOVE 50 KVAR UPTO & INCLUDING 100 KVAR | 91000 | TEST
1 | DCCD-C31 | ALL ROUTINE & TYPE TESTS ON LT POWER CAPACITORS-ABOVE 50 KVAR UPTO & INCLUDING 100 KVAR | 109200 | TEST
1 | DCCD-C47a | ALL ROUTINE & TYPE TESTS ON MFD CAPACITORS-A) MOTOR CAPACITORS-IS2993-1975 SH TYPE | 78900 | PER SAMPLE
1 | DCCD-C47a | ALL ROUTINE & TYPE TESTS ON MFD CAPACITORS-A) MOTOR CAPACITORS-IS2993-1975 SH TYPE | 94700 | PER SAMPLE
1 | DCCD-C47c | ALL ROUTINE & TYPE TESTS ON MFD CAPACITORS-C) FLUORESCENTM CAPACITOR-IS:1569-1976-SH TYPE | 78900 | PER SAMPLE
1 | DCCD-C47c | ALL ROUTINE & TYPE TESTS ON MFD CAPACITORS-C) FLUORESCENTM CAPACITOR-IS:1569-1976-SH TYPE | 94700 | PER SAMPLE
1 | DCCD/TRF-01,13.06.11 | ANALSYIS OF OPERATING CHARACTERISTICS OF CIRCUIT BREAKERS | 25000 | SAMPLE
1 | DCCD-A77 | ANNEALING TEST | 1200 | TEST
1 | DCCD-A77 | ANNEALING TEST | 1450 | TEST
1 | DCCD-A77 | ANNEALING TEST | 1450 | TEST
1 | ASTA CHARGES @10% | ASTA CHARGES @10% | 1945 | TEST
1 | ASTA CHARGES@10% | ASTA CHARGES@10% | 27155 | TEST
1 | BANKER COMMISSION | BANKER COMMISSION | 85 | TEST
1 | DCCD/A25 | BENDING TEST | 99000 | TEST
1 | DCCD-A25 | BENDING TEST | 41100 | TEST
1 | DCCD-A82 | BENDING TEST | 5100 | TEST
1 | DCCD-A25 | BENDING TEST | 49350 | TEST
1 | DCCD-A82 | BENDING TEST | 6150 | TEST
1 | DCCD-A54 | BENDING TEST ON CABLES (PER SAMPLE) | 1900 | TEST
1 | DCCD-A54 | BENDING TEST ON CABLES (PER SAMPLE) | 5700 | TEST
1 | I&P/TRF/06 | CALCULATION OF SECONDARY LOOP TIME CONSTANT Ts FOR TPY CORE ON CT"s | 11800 | TEST
1 | INS H 5 (iii) | CAPACITANCE @ ANY ONE HIGHER FREQUENCY | 4950 | TEST
1 | DCCD-C121 | CAPACITANCE MEASUREMENT ON COUPLING CAPACITOR AT ROOM TEMPERATURE & AT RATED VOLTAGE | 3200 | TEST
1 | DCCD-C121 | CAPACITANCE MEASUREMENT ON COUPLING CAPACITOR AT ROOM TEMPERATURE & AT RATED VOLTAGE | 3850 | TEST
1 | DCCD-C39 | CAPACITANCE/TAN DELTA TEST AS A FUNCTION OF TEMPERATURE/VOLTAGE ON MOTOR/FIXED CAPACITORS | 3700 | TEST
1 | DCCD-C39 | CAPACITANCE/TAN DELTA TEST AS A FUNCTION OF TEMPERATURE/VOLTAGE ON MOTOR/FIXED CAPACITORS | 4450 | TEST
1 | DCCD-C126 | CAPACITOR DISCHARGE TEST | 15950 | TEST
1 | DCCD-C126 | CAPACITOR DISCHARGE TEST | 19150 | TEST
1 | DCCD-C56 | CAPACITOR DISCHARGE TEST ON HT CAPACITOR | 3100 | TEST
1 | DCCD-C71 | CAPACITOR DISCHARGE TEST ON HT CAPACITOR | 18900 | TEST
1 | DCCD-C56 | CAPACITOR DISCHARGE TEST ON HT CAPACITOR | 3750 | TEST
1 | DCCD-C71 | CAPACITOR DISCHARGE TEST ON HT CAPACITOR | 22700 | TEST
1 | DCCD-A-85 | CARBON BLACK CONTENT TEST FOR PE SHEATH | 4950 | TEST
1 | 1.15 | CHARGES FOR ADDITIONAL/DUPLICATE TEST REPORT | 500 | ETC
1 | 1.15 | CHARGES FOR ADDITIONAL/DUPLICATE TEST REPORTS | 550 | ETC
1 | 1.15 | CHARGES FOR ADDITIONAL/DUPLICATE TEST REPORTS | 950 | ETC
1 | 1.15 | CHARGES FOR ADDITIONAL/DUPLICATE TEST REPORTS | 1000 | ETC
1 | 1.15 | CHARGES FOR ADDITIONAL/DUPLICATE TEST REPORTS | 1350 | ETC
1 | 1.15 | CHARGES FOR ADDITIONAL/DUPLICATE TEST REPORTS | 1450 | ETC
1 | 1.15 | CHARGES FOR ADDITIONAL/DUPLICATE TEST REPORTS | 1850 | ETC
1 | 1.15 | CHARGES FOR ADDITIONAL/DUPLICATE TEST REPORTS | 2000 | ETC
1 | 1.15 | CHARGES FOR ADDITIONAL/DUPLICATE TEST REPORTS | 3400 | ETC
1 | 1.15 | CHARGES FOR ADDITIONAL/DUPLICATE TEST REPORTS | 3550 | ETC
1 | PAGE 147 | CHARGES FOR ADDITIONAL/DUPLICATE TEST REPORTS | 2000 | REPORT
1 | PAGE 147 | CHARGES FOR ADDITIONAL/DUPLICATE TEST REPORTS | 10000 | REPORT
1 | PAGE 146 | CHARGES FOR SEALED CERTIFICATES PER COPY | 2600 | ETC
1 | PAGE 146 | CHARGES FOR SEALED CERTIFICATES PER COPY | 2750 | ETC
1 | DCCD-C91 | COMPLETE ENDURANCE TEST SEQUENCE -UP TO & INCLUDING 200 KVAR | 600350 | TEST
1 | DCCD-C91 | COMPLETE ENDURANCE TEST SEQUENCE -UP TO & INCLUDING 200 KVAR | 720450 | TEST
1 | DCCD-C112 | COMPLETE ENDURANCE TEST SEQUENCE AS PER IEC-871-2:1999 ON HD POWER CAPACITORS(UP TO & INCL.200 KVAR) | 600350 | PER SAMPLE
1 | DCCD-C112 | COMPLETE ENDURANCE TEST SEQUENCE AS PER IEC-871-2:1999 ON HD POWER CAPACITORS(UP TO & INCL.200 KVAR) | 720450 | PER SAMPLE
1 | DCCD-C92 | COMPLETE ENDURANCE TEST SEQUENCE-ABOVE 200 KVAR UPTO & INCLUDING 400 KVAR | 691300 | TEST
1 | DCCD-C92 | COMPLETE ENDURANCE TEST SEQUENCE-ABOVE 200 KVAR UPTO & INCLUDING 400 KVAR | 829600 | TEST
1 | DCCD-C93 | COMPLETE ENDURANCE TEST SEQUENCE-ABOVE 400 KVAR UPTO & INCLUDING 600 KVAR | 794400 | TEST
1 | DCCD-C93 | COMPLETE ENDURANCE TEST SEQUENCE-ABOVE 400 KVAR UPTO & INCLUDING 600 KVAR | 953300 | TEST
1 | DCCD-C94 | COMPLETE ENDURANCE TEST SEQUENCE-ABOVE 600 KVAR UPTO & INCLUDING 800 KVAR | 915650 | TEST
1 | DCCD-C94 | COMPLETE ENDURANCE TEST SEQUENCE-ABOVE 600 KVAR UPTO & INCLUDING 800 KVAR | 1098800 | TEST
1 | DCCD-C95 | COMPLETE ENDURANCE TEST SEQUENCE-ABOVE 800 KVAR UPTO & INCLUDING 1000 KVAR | 1212750 | TEST
1 | DCCD-C95 | COMPLETE ENDURANCE TEST SEQUENCE-ABOVE 800 KVAR UPTO & INCLUDING 1000 KVAR | 2425500 | TEST
1 | DCCD-A32 | COMPLETE TYPE TEST SEQ. ON 220 KV XLPE CABLE ACCESSORIES(EXCEPT IMPULSE & POWER FREQUENCY TESTS) AS | 2789350 | SAMPLE
1 | DCCD-A32 | COMPLETE TYPE TEST SEQ. ON 220 KV XLPE CABLE ACCESSORIES(EXCEPT IMPULSE & POWER FREQUENCY TESTS) AS | 3347250 | SAMPLE
1 | DCCD-A31 | COMPLETE TYPE TEST SEQUENCE ON 220 KV XLPE CABLE(EXCEPT IMPULSE & POWER FREQUENCY TESTS) AS PER IS 7 | 2092050 | TEST
1 | DCCD-A31 | COMPLETE TYPE TEST SEQUENCE ON 220 KV XLPE CABLE(EXCEPT IMPULSE & POWER FREQUENCY TESTS) AS PER IS 7 | 2510500 | TEST
1 | DCCD-C125 | CONDITIONING AT ROOM TEMPERATURE UNDER DC VOLTAGE(FOR 100 HRS OR PART THEREOF) FOR A NO. OF SAMPLES | 7600 | PER SAMPLE
1 | DCCD-C125 | CONDITIONING AT ROOM TEMPERATURE UNDER DC VOLTAGE(FOR 100 HRS OR PART THEREOF) FOR A NO. OF SAMPLES | 9150 | PER SAMPLE
1 | DCCD-C103 | CONDITIONING OF HT CAPACITORS AT ELEVATED TEMP. & UP TO A MAX DURATION OF 300 HRS. | 7350 | PER SAMPLE
1 | DCCD-C103 | CONDITIONING OF HT CAPACITORS AT ELEVATED TEMP. & UP TO A MAX DURATION OF 300 HRS. | 8850 | PER SAMPLE
1 | CONDITIONING OF SAMPLE AT 1.1 UN AT ROOM TEMPERATURE (RT) FOR 24 HOURS-18447 | CONDITIONING OF SAMPLE AT 1.1 UN AT ROOM TEMPERATURE (RT) FOR 24 HOURS-18447 | 265.4 | NOS
1 | CONDITIONING OF SAMPLE AT 1.1 UN AT ROOM TEMPERATURE (RT) FOR 24 HOURS-18447 | CONDITIONING OF SAMPLE AT 1.1 UN AT ROOM TEMPERATURE (RT) FOR 24 HOURS-18447 | 265.4 | NOS
1 | DCCD-C110 | CONDITIONING OF SAMPLE AT 1.1 UN AT ROOM TEMPERATURE(RT) FOR 24 HRS. | 12200 | PER SAMPLE
1 | DCCD-C110 | CONDITIONING OF SAMPLE AT 1.1 UN AT ROOM TEMPERATURE(RT) FOR 24 HRS. | 14650 | PER SAMPLE
1 | DCCD-G2 | CONDITIONING OF SAMPLES ABOVE 0.5 MTR. UPTO & INCL. 1 MTR. CUBE CAPA. COLD CHAMBER FOR 1 HR(RS.3100) | 3100 | TEST
1 | DCCD-G2 | CONDITIONING OF SAMPLES ABOVE 0.5 MTR. UPTO & INCL. 1 MTR. CUBE CAPA. COLD CHAMBER FOR 1 HR(RS.3100) | 3750 | TEST
1 | DCCD-G3 | CONDITIONING OF SAMPLES ABOVE 1MTR. UPTO & INCL. 3 MTRS.CUBE CAPACITY COLD CHAMBER FOR 1 HR.(RS.3700 | 3700 | TEST
1 | DCCD-G3 | CONDITIONING OF SAMPLES ABOVE 1MTR. UPTO & INCL. 3 MTRS.CUBE CAPACITY COLD CHAMBER FOR 1 HR.(RS.3700 | 4450 | TEST
1 | DCCD-G4 | CONDITIONING OF SAMPLES ABOVE 3 MTR.S UPTO & INCL.6 MTR. CUBE CAPACITY COLD CHAMBER FOR 1 HR/RS.5500 | 5500 | TEST
1 | DCCD-G4 | CONDITIONING OF SAMPLES ABOVE 3 MTR.S UPTO & INCL.6 MTR. CUBE CAPACITY COLD CHAMBER FOR 1 HR/RS.5500 | 6600 | TEST
1 | DCCD-G8 | CONDITIONING OF SAMPLES AT ELEVATED TEMP. PER DAY OF 24 HRS. OR PARTH THEREOF USING WEISS TECH. MAKE | 9000 | TEST
1 | DCCD-G8 | CONDITIONING OF SAMPLES AT ELEVATED TEMP. PER DAY OF 24 HRS. OR PARTH THEREOF USING WEISS TECH. MAKE | 10800 | TEST
1 | DCCD-G7 | CONDITIONING OF SAMPLES AT ELEVATED TEMP. UPTO 6HRS. OF PART THEREOF USING WEISS TECHNIQUE MAKE COND | 5800 | TEST
1 | DCCD-G7 | CONDITIONING OF SAMPLES AT ELEVATED TEMP. UPTO 6HRS. OF PART THEREOF USING WEISS TECHNIQUE MAKE COND | 7000 | TEST
1 | DCCD-G6 | CONDITIONING OF SAMPLES AT TEMPERATURE UPTO 6 HRS. OR PART THEREOF USING WEISS TECHNIQUE MAKE CONDIT | 4550 | TEST
1 | DCCD-G6 | CONDITIONING OF SAMPLES AT TEMPERATURE UPTO 6 HRS. OR PART THEREOF USING WEISS TECHNIQUE MAKE CONDIT | 5500 | TEST
1 | DCCD-G5 | CONDITIONING OF SAMPLES COLD BEND TEST/COLD IMPACT TEST ON CABLES/TEST AT A LOW TEMPERATURE ON EQUIP | 5300 | TEST
1 | DCCD-G5 | CONDITIONING OF SAMPLES COLD BEND TEST/COLD IMPACT TEST ON CABLES/TEST AT A LOW TEMPERATURE ON EQUIP | 6400 | TEST
1 | DCCD/TRF/02 (2) | CONDITIONING OF SAMPLES IN CLIMATIC/ENVIRONMENTAL CHAMBER AT 30 DEG C & BELOW | 4200 | HOUR/SAMPL
1 | DCCD-G13 | CONDITIONING OF SAMPLES IN CLIMATIC/ENVIRONMENTAL CHAMBER AT-30 DEGREE CENTIGRADE & BELOW(PER HOUR)( | 4200 | SAMPLE
1 | DCCD-G9 | CONDITIONING OF SAMPLES IN CLIMATIC/ENVIRONMENTAL CHAMBER OF CAPACITY GREATER THAN 6 CUBIC METER UND | 1800 | TEST
1 | DCCD-G9 | CONDITIONING OF SAMPLES IN CLIMATIC/ENVIRONMENTAL CHAMBER OF CAPACITY GREATER THAN 6 CUBIC METER UND | 2200 | TEST
1 | EV 1a | CONDITIONING OF SAMPLES IN CLIMATIC/ENVIRONMENTAL CHAMBER OF CAPACITY GREATER THAN 6 CUBIC METER UND | 20000 | NOS
1 | CONDITIONING OF SAMPLES IN CLIMATIC/ENVIRONMENTAL CHAMBER OF CAPACITY GREATER THAN 6 CUBIC METER UND | CONDITIONING OF SAMPLES IN CLIMATIC/ENVIRONMENTAL CHAMBER OF CAPACITY GREATER THAN 6 CUBIC METER UND | 75 | TEST
1 | DCCD-G10 | CONDITIONING OF SAMPLES IN CLIMATIC/ENVIRONMENTAL CHAMBER OF CAPCITY GREATER THAN 6 CUBIC METER UNDE | 3450 | TEST
1 | DCCD-G10 | CONDITIONING OF SAMPLES IN CLIMATIC/ENVIRONMENTAL CHAMBER OF CAPCITY GREATER THAN 6 CUBIC METER UNDE | 4150 | TEST
1 | DCCD/TRF/02 (1) | CONDITIONING OF SAMPLES IN WALK-IN CHAMBER FOR 100 HRS (MAX.) OR PART THEREOF | 225000 | TEST
1 | DCCD-G12 | CONDITIONING OF SAMPLES IN WALK-IN CHAMBER FOR 100 HRS.(MAX.) OR PART THEREOF(PER SAMPLE) | 225000 | SAMPLE
1 | DCCD-G1 | CONDITIONING OF SAMPLES UPTO & INCL. 0.5MTR CUBE CAPACITY COLD CHAMBER FOR 1 HR.(MIN.RS. 1900) | 1900 | TEST
1 | DCCD-G1 | CONDITIONING OF SAMPLES UPTO & INCL. 0.5MTR CUBE CAPACITY COLD CHAMBER FOR 1 HR.(MIN.RS. 1900) | 2300 | TEST
1 | 1.16 | CONSULTANCY- ADDL. DIRECTOR/ENGG. OFFICER GR.6 | 29650 | PER DAY
1 | 1.16 | CONSULTANCY- JOINT DIRECTOR/ENGG. OFFICER GR.5 | 27750 | PER DAY
1 | 1.16 | CONSULTANCY- SCIENTIFIC/ENGG. OFFICER GR.2 & BELOW | 17500 | PER DAY
1 | 1.16 | CONSULTANCY- SCIENTIFIC/ENGG. OFFICER GR.3 | 20900 | PER DAY
1 | 1.16 | CONSULTANCY- SCIENTIFIC/ENGG. OFFICER GR.4 | 22750 | PER DAY
1 | 1.16 | CONSULTANCY-ADDITIONAL DIRECTOR / ENGG. OFFICER GR. 6 | 11850 | ETC
1 | 1.16 | CONSULTANCY-DIRECTOR | 12500 | ETC
1 | 1.16 | CONSULTANCY-DIRECTOR | 31250 | PER DAY
1 | 1.16 | CONSULTANCY-DIRECTOR GENERAL | 13200 | ETC
1 | 1.16 | CONSULTANCY-DIRECTOR GENERAL | 33000 | PER DAY
1 | 1.16 | CONSULTANCY-JOINT DIRECTOR / ENGG. OFFICER GR. 5 | 11100 | DAY
1 | 1.16 | CONSULTANCY-SCIENTIFIC/ENGINEERING OFFICER GR. 2 | 7000 | TEST
1 | 1.16 | CONSULTANCY-SCIENTIFIC/ENGINEERING OFFICER GR. 3 | 8350 | TEST
1 | 1.16 | CONSULTANCY-SCIENTIFIC/ENGINEERING OFFICER GR. 4 | 9100 | TEST
1 | DCCD-A64 | CONTINUOUS CONDENSATION TEST/HVAC TEST UNDER INFLUENCE OF MOISTURE OF CALBE TERMINATION, INSULATORS | 18250 | TEST
1 | DCCD-A64 | CONTINUOUS CONDENSATION TEST/HVAC TEST UNDER INFLUENCE OF MOISTURE OF CALBE TERMINATION, INSULATORS | 21900 | TEST
1 | CRANE CHARGES | CRANE CHARGES | 4000 | TEST
1 | ST 13.3 (SC) | CURRENT ERROR & PHASE DISPLACEMENT MEASUREENT > 110KV | 1400 | TEST
1 | DCCD-C41 | DAMP HEAT TEST ON MOTOR START/FIXED CAPACITORS | 18250 | TEST
1 | DCCD-C41 | DAMP HEAT TEST ON MOTOR START/FIXED CAPACITORS | 21900 | TEST
1 | HVT12 O1 (4) | DC VOLTAGE TEST UPTO 150 KV DC (DRY) (W/S & F/O) | 6500 | TEST
1 | DCCD-C129 | DC VOLTAGE TEST UPTO 150 KV DC (DRY) ON LT CAPACITOR | 6150 | TEST
1 | DCCD-C129 | DC VOLTAGE TEST UPTO 150 KV DC (DRY) ON LT CAPACITOR | 7400 | TEST
1 | DCCD-A6 | DCCDA6-MEASUREMENT OF INSULATION RESISTANCE AT HIGH TEMPERATURE(IR AT MAXIMUM TEMPERATURE) | 1300 | TEST
1 | DCCD-A6 | DCCDA6-MEASUREMENT OF INSULATION RESISTANCE AT HIGH TEMPERATURE(IR AT MAXIMUM TEMPERATURE) | 1600 | TEST
1 | DCCD-A7 | DCCDA7-MEASUREMENT OF DIELECTRIC LOSSES WITH HV SCHERING BRIDGE (TAN DELTA VS VOLTAGE) AT ROOM TEMP | 1900 | TEST
1 | DCCD-C24 | DESTRUCTION TEST LT CAPACITORS-FROM 1 KVAR UP TO & INCLUDING 4 KVAR | 20100 | TEST
1 | DCCD-C24 | DESTRUCTION TEST LT CAPACITORS-FROM 1 KVAR UP TO & INCLUDING 4 KVAR | 24150 | TEST
1 | DCCD-C42 | DESTRUCTION TEST ON MOTOR START/FIXED CAPACITORS | 20650 | TEST
1 | DCCD-C42 | DESTRUCTION TEST ON MOTOR START/FIXED CAPACITORS | 24800 | TEST
1 | DESTRUCTION TEST ON LT CAPACITOR ABOVE 50kVar & INCLUDING 100 KVAR (PER SAMPLE)-19147 | DESTRUCTION TEST ON LT CAPACITOR ABOVE 50kVar & INCLUDING 100 KVAR (PER SAMPLE)-19147 | 2199.27 | TEST
1 | DCCD-C26 | DESTRUCTION TEST ON LT CAPACITORS-ABOVE 10 KVAR UPTO & INCLUDING 30 KVAR | 30400 | TEST
1 | DCCD-C26 | DESTRUCTION TEST ON LT CAPACITORS-ABOVE 10 KVAR UPTO & INCLUDING 30 KVAR | 36500 | TEST
1 | DCCD-C27 | DESTRUCTION TEST ON LT CAPACITORS-ABOVE 30 KVAR UPTO & INCLUDING 50 KVAR | 36450 | TEST
1 | DCCD-C27 | DESTRUCTION TEST ON LT CAPACITORS-ABOVE 30 KVAR UPTO & INCLUDING 50 KVAR | 43750 | TEST
1 | DCCD-C25 | DESTRUCTION TEST ON LT CAPACITORS-ABOVE 4 KVAR UP TO & INCLUDING 10 KVAR | 24300 | TEST
1 | DCCD-C25 | DESTRUCTION TEST ON LT CAPACITORS-ABOVE 4 KVAR UP TO & INCLUDING 10 KVAR | 29200 | TEST
1 | DCCD-C28 | DESTRUCTION TEST ON LT CAPACITORS-ABOVE 501 KVAR UP TO & INCLUDING 100 KVAR | 60700 | TEST
1 | DCCD-C28 | DESTRUCTION TEST ON LT CAPACITORS-ABOVE 501 KVAR UP TO & INCLUDING 100 KVAR | 121400 | TEST
1 | DCCD-C9 | DESTRUCTION TEST ON SELF HEALING METALLISED LT CAPACITORS (PER SAMPLE)' | 13400 | TEST
1 | DCCD-C9 | DESTRUCTION TEST ON SELF HEALING METALLISED LT CAPACITORS (PER SAMPLE)' | 16100 | TEST
1 | DCCD-C52 | DETERMINATION OF REACTIVE OUTPUT TEST | 1300 | TEST
1 | DCCD-C52 | DETERMINATION OF REACTIVE OUTPUT TEST | 1600 | TEST
1 | DCCD-C1 | DETERMINATION OF REACTIVE OUTPUT/CAPACITANCE | 550 | TEST
1 | DCCD-C1 | DETERMINATION OF REACTIVE OUTPUT/CAPACITANCE | 700 | TEST
1 | I&P/TRF/06 | DETERMINATION OF REMANENCE FACTOR Kr FOR TPY CLASS CORE TEST ON CT's | 11800 | TEST
1 | DCCD-C123 | DETERMINATION OF TEMPERATURE COEFFICIENT(PER SAMPLE) ON COUPLING/HT CAPACITOR/SURGE CAPACITOR/CVT | 21850 | TEST
1 | DCCD-C123 | DETERMINATION OF TEMPERATURE COEFFICIENT(PER SAMPLE) ON COUPLING/HT CAPACITOR/SURGE CAPACITOR/CVT | 26250 | TEST
1 | DCCD-A19 | DIELECTRIC LOSS ANGLE TEST AT VARIOUS VOLTAGES USING SCHERING BRIDGE AT ANY ONE TEMP(TAN DEL | 9750 | TEST
1 | DCCD-A19 | DIELECTRIC LOSS ANGLE TEST AT VARIOUS VOLTAGES USING SCHERING BRIDGE AT ANY ONE TEMP(TAN DEL | 11700 | TEST
1 | DCCD-A20 | DIELECTRIC LOSS ANGLE TEST AT VARIOUS VOLTAGES USING SCHERING BRIDGE UPTO A MAX.OF 5 TEMP(T | 11600 | TEST
1 | DCCD-A20 | DIELECTRIC LOSS ANGLE TEST AT VARIOUS VOLTAGES USING SCHERING BRIDGE UPTO A MAX.OF 5 TEMP(T | 13950 | TEST
1 | DCCD-A15 | DIELECTRIC POWER FACTOR & CAPACITANCE MEASUREMENT AT ELEVATED TEMP.(HOT TAN DELTA TEST) | 6950 | TEST
1 | DCCD-A15 | DIELECTRIC POWER FACTOR & CAPACITANCE MEASUREMENT AT ELEVATED TEMP.(HOT TAN DELTA TEST) | 8350 | TEST
1 | DCCD-A14 | DIELECTRIC POWER FACTOR AND CAPACITANCE MEASUREMENT(PER TEST) | 5750 | TEST
1 | DCCD-A14 | DIELECTRIC POWER FACTOR AND CAPACITANCE MEASUREMENT(PER TEST) | 6900 | TEST
1 | DCCD-A70 | DIELECTRIC STRENGTH RETENTION TEST(WATER IMMERSION) PER SAMPLE | 12200 | TEST
1 | DCCD-A70 | DIELECTRIC STRENGTH RETENTION TEST(WATER IMMERSION) PER SAMPLE | 14650 | TEST
1 | DCCD-C107 | DISCONNECTING TEST OF FUSES FOR POWER CAPACITORS ABOVE 650 VOLTS | 12200 | PER SAMPLE
1 | DCCD-C107 | DISCONNECTING TEST OF FUSES FOR POWER CAPACITORS ABOVE 650 VOLTS | 14650 | PER SAMPLE
1 | DCCD-A56 | DRAINAGE TEST ON CABLES | 5500 | TEST
1 | DCCD-A56 | DRAINAGE TEST ON CABLES | 6600 | TEST
1 | DCCD-A55 | DRIPPING TEST ON CABLES | 1100 | TEST
1 | DCCD-A55 | DRIPPING TEST ON CABLES | 1350 | TEST
1 | DCCD-C90 | EFFICACY OF DISCHARGE DEVICE/LEAKAGE CURRENT MEASUREMENT | 3700 | TEST
1 | DCCD-C90 | EFFICACY OF DISCHARGE DEVICE/LEAKAGE CURRENT MEASUREMENT | 7400 | TEST
1 | DCCD-C72 | EFFICACY OF DISCHARGE DEVICE/LEAKAGE CURRENT MEASUREMENT ON HT CAPACITOR | 2900 | TEST
1 | DCCD-C72 | EFFICACY OF DISCHARGE DEVICE/LEAKAGE CURRENT MEASUREMENT ON HT CAPACITOR | 3500 | TEST
1 | DCCD-C79 | EFFICACY OF DISCHARGE DEVICE/LEAKAGE CURRENT MEASUREMENT TESTS | 3100 | TEST
1 | DCCD-C79 | EFFICACY OF DISCHARGE DEVICE/LEAKAGE CURRENT MEASUREMENT TESTS | 6200 | TEST
1 | DCCD-F2 | ELECTRICAL LOAD CYCLE TEST ON COMPRESSION JOINT OF ALUMINIUM CONDUCTORS IN INSULATED CABLES | 109200 | PER SAMPLE
1 | DCCD-F2 | ELECTRICAL LOAD CYCLE TEST ON COMPRESSION JOINT OF ALUMINIUM CONDUCTORS IN INSULATED CABLES | 131050 | PER SAMPLE
1 | DCCD-A34 | ELECTRICAL TREEING TEST ON XLPE INSULATED CABLE. | 14600 | TEST
1 | DCCD-A34 | ELECTRICAL TREEING TEST ON XLPE INSULATED CABLE. | 17550 | TEST
1 | DCCD/TRF/04/14-15 DT | ENDURANCE TEST - AGEING TEST UPTO 200 KVAR HT CAPACITOR | 614000 | TEST
1 | DCCD/TRF/04/14-15 | ENDURANCE TEST:AGEING UP TO 200 KAVAR HT CAPACITOR (FOR TWO CAPACITOR SAMPLES) | 425000 | SAMPLE
1 | DCCD-G11 | ENVIRONMENTAL TESTS USING THE ENVIRONMENTAL/CLIMATIC CHAMBERS PER QM 333 SPECIFICATION ON VARIOUS EL | 667050 | TEST
1 | DCCD-G11 | ENVIRONMENTAL TESTS USING THE ENVIRONMENTAL/CLIMATIC CHAMBERS PER QM 333 SPECIFICATION ON VARIOUS EL | 800500 | TEST
1 | I&P/TRF/06 | ERRORS AT LIMITING CONDITION TEST ON CT's | 10000 | TEST
1 | DMPL-35 | ESTIMATION OF HALOGEN ACIT(WITHOUT EXTRACTION) | 2650 | TEST
1 | I&P/TRF/06 | EXCITATION CHARACTERISTIC TEST ON CT's | 11600 | TEST
1 | DCCD/A90(A) | EXTN. OF PRE QUALIFN. TEST(400kV)CABLE WITH CONDUCTOR CROSS SECTION-1000sqmm | 7500000 | TEST
1 | DCCD/A90(B) | EXTN. OF PRE QUALIFN. TEST(400kV)CABLE WITH CONDUCTOR CROSS SECTION-1001 to 1600sqmm | 8000000 | TEST
1 | DCCD/A90(C) | EXTN. OF PRE QUALIFN. TEST(400kV)CABLE WITH CONDUCTOR CROSS SECTION-1600 to 2500sqmm | 9000000 | TEST
1 | DCCD-B10 | FIRE RESISTANCE/FLAME RETARDANT TEST ON BUNCHED CABLES AS PER IEC-332/3 | 30400 | TEST
1 | DCCD-B10 | FIRE RESISTANCE/FLAME RETARDANT TEST ON BUNCHED CABLES AS PER IEC-332/3 | 36500 | TEST
1 | DCCD-A53 | FIRE RESISTANCE/RETARDENT TEST (PER SAMPLE) FLAMMABILITY | 1300 | TEST
1 | DCCD-A53 | FIRE RESISTANCE/RETARDENT TEST (PER SAMPLE) FLAMMABILITY | 1600 | TEST
1 | DCCD-A83 | FIRE SURVIVAL TEST | 9750 | TEST
1 | DCCD-A83 | FIRE SURVIVAL TEST | 11700 | TEST
1 | DCCD-B13 | FLAME RETARDANCE TEST ON HEAT SHRINKABLE (HS) TUBING | 7950 | TEST
1 | DCCD-B13 | FLAME RETARDANCE TEST ON HEAT SHRINKABLE (HS) TUBING | 9550 | TEST
1 | DCCD-B7 | FLAME RETARDATION TEST ON LIFE CABLES/FLAMMABILITY TEST USING SWEDISH CHIMNEY | 1900 | TEST
1 | DCCD-B7 | FLAME RETARDATION TEST ON LIFE CABLES/FLAMMABILITY TEST USING SWEDISH CHIMNEY | 2300 | TEST
1 | DCCD-B7 | FLAME RETARDATION TEST ON LIFE CABLES/FLAMMABILITY TEST USING SWEDISH CHIMNEY | 2300 | TEST
1 | DCCD-B11 | FLAMMABILITY TEST ON [PLASTIC MATERIALS (FOR A SET OF 5 SAMPLES (MAX) OR PART THEREOF) | 3700 | TEST
1 | DCCD-B11 | FLAMMABILITY TEST ON [PLASTIC MATERIALS (FOR A SET OF 5 SAMPLES (MAX) OR PART THEREOF) | 4450 | TEST
1 | DCCD-C36 | FLEXIBILITY OF LEAD TERMINATIONS/SOLDERING TAGS/SCREW TERMIUNALS | 550 | TEST
1 | DCCD-C36 | FLEXIBILITY OF LEAD TERMINATIONS/SOLDERING TAGS/SCREW TERMIUNALS | 700 | TEST
1 | DCCD-A80 | FLEXING TEST | 6150 | TEST
1 | DCCD-A80 | FLEXING TEST | 7400 | TEST
1 | INS H-5 | GRANULES MOULDING INTO SHEET FORM | 4950 | TEST
1 | DCCD-B6 | HALOGEN ACID GENERATION TEST(FRLS LAB CHARGES ONLY) | 1900 | TEST
1 | DCCD-B6 | HALOGEN ACID GENERATION TEST(FRLS LAB CHARGES ONLY) | 2300 | TEST
1 | DCCD-F28 | HARMONIC MEASUREMENT AT SITE | 50000 | TEST
1 | DCCD/TRF/02 | HARMONIC MEASUREMENT UPTO 8 HOURS DURATION | 20000 | TEST
1 | DCCD-B16 | HEAT & VISIBLE SMOKE RELEASE RATES OF MATERIALS & PRODUCTS USING CONE CALORIMETER AS PER ASTM 1354/I | 18250 | TEST
1 | DCCD-B16 | HEAT & VISIBLE SMOKE RELEASE RATES OF MATERIALS & PRODUCTS USING CONE CALORIMETER AS PER ASTM 1354/I | 21900 | TEST
1 | DCCD-A67 | HEAT AGEING TEST (AIR BOMB METHOD) PER SAMPLE | 4900 | TEST
1 | DCCD-A67 | HEAT AGEING TEST (AIR BOMB METHOD) PER SAMPLE | 5900 | TEST
1 | DCCD-A66 | HEAT AGEING TEST (AIR OVEN METHOD) PER SAMPLE/HUMIDITY TEST | 6150 | TEST
1 | DCCD-A66 | HEAT AGEING TEST (AIR OVEN METHOD) PER SAMPLE/HUMIDITY TEST | 7400 | TEST
1 | DCCD-A65 | HEAT AGEING TEST (OXYGEN BOMB METHOD) | 8550 | TEST
1 | DCCD-A65 | HEAT AGEING TEST (OXYGEN BOMB METHOD) | 10300 | TEST
1 | DCCD-D15 | HEAT CYCLE TEST ON CONNECTORS & LUGS ETC.(UPTO 1000 CYCLES INCL. 100 RESISTANCE MEASUREMENT) | 451200 | TEST
1 | DCCD-D3 | HEAT RUN TEST-SINGLE PHASE OR 3 PHASE (ABOVE 1001 AMP & UPTO 2000 AMP | 11000 | PER SAMPLE
1 | DCCD-D3 | HEAT RUN TEST-SINGLE PHASE OR 3 PHASE (ABOVE 1001 AMP & UPTO 2000 AMP | 13200 | PER SAMPLE
1 | DCCD-D4 | HEAT RUN TEST-SINGLE PHASE OR 3 PHASE (ABOVE 2001 AMP & UPTO 3000 AMP) | 14650 | PER SAMPLE
1 | DCCD-D4 | HEAT RUN TEST-SINGLE PHASE OR 3 PHASE (ABOVE 2001 AMP & UPTO 3000 AMP) | 17600 | PER SAMPLE
1 | DCCD-D6 | HEAT RUN TEST-SINGLE PHASE OR 3 PHASE (ABOVE 4001 AMP & UPTO 5000 AMP) | 23350 | PER SAMPLE
1 | DCCD-D6 | HEAT RUN TEST-SINGLE PHASE OR 3 PHASE (ABOVE 4001 AMP & UPTO 5000 AMP) | 28050 | PER SAMPLE
1 | DCCD-D7 | HEAT RUN TEST-SINGLE PHASE OR 3 PHASE (ABOVE 5001 AMP & UPTO 6000 AMP) | 29250 | PER SAMPLE
1 | DCCD-D8 | HEAT RUN TEST-SINGLE PHASE OR 3 PHASE (ABOVE 6001 AMP & UPTO 7000 AMP) | 53300 | PER SAMPLE
1 | DCCD-D9 | HEAT RUN TEST-SINGLE PHASE OR 3 PHASE (ABOVE 7001 AMP & UPTO 8000 AMP) | 59100 | PER SAMPLE
1 | DCCD-D10 | HEAT RUN TEST-SINGLE PHASE OR 3 PHASE (ABOVE 8001 AMP & UPTO 9000 AMP) | 64700 | PER SAMPLE
1 | DCCD-D11 | HEAT RUN TEST-SINGLE PHASE OR 3 PHASE (ABOVE 9001 AMP & UPTO 10000 AMP) | 71800 | PER SAMPLE
1 | DCCD-D2 | HEAT RUN TEST-SINGLE PHASE OR 3 PHASE(ABOVE 201 AMP & UPTO 1000AMP) | 7600 | PER SAMPLE
1 | DCCD-D2 | HEAT RUN TEST-SINGLE PHASE OR 3 PHASE(ABOVE 201 AMP & UPTO 1000AMP) | 9150 | PER SAMPLE
1 | DCCD-D5 | HEAT RUN TEST-SINGLE PHASE OR 3 PHASE(ASBOVE 3001 AMP & UPTO 4000 AMP) | 19000 | PER SAMPLE
1 | DCCD-D5 | HEAT RUN TEST-SINGLE PHASE OR 3 PHASE(ASBOVE 3001 AMP & UPTO 4000 AMP) | 22800 | PER SAMPLE
1 | DCCD-D1 | HEAT RUN TEST-SINGLE PHASE OR 3 PHASE(UPTO & INCL. 200 AMP.) | 4950 | PER SAMPLE
1 | DCCD-D1 | HEAT RUN TEST-SINGLE PHASE OR 3 PHASE(UPTO & INCL. 200 AMP.) | 5950 | PER SAMPLE
1 | DCCD-A2 | HEATING CYCLE TEST ON CABLES LIKE PVC,XLPE,PILC SAMPLES(3 CYCLES) | 3700 | TEST
1 | DCCD-A2 | HEATING CYCLE TEST ON CABLES LIKE PVC,XLPE,PILC SAMPLES(3 CYCLES) | 4450 | TEST
1 | DCCD-A22 | HEATING CYCLE TEST/HEATING OF SAMPLES FOR TESTS (PER CYCLE OF 24 HOURS OR PART THEREOF) | 28950 | TEST
1 | DCCD-A22 | HEATING CYCLE TEST/HEATING OF SAMPLES FOR TESTS (PER CYCLE OF 24 HOURS OR PART THEREOF) | 34750 | TEST
1 | DCCD-A36 | HEATING OF SAMPLES FOR IMPULSE TEST( PER SAMPLE) | 4900 | TEST
1 | DCCD-A36 | HEATING OF SAMPLES FOR IMPULSE TEST( PER SAMPLE) | 5900 | TEST
1 | DCCD-C37 | HERMATIC SEALING TEST | 1000 | TEST
1 | DCCD-C37 | HERMATIC SEALING TEST | 1200 | TEST
1 | DCCD-C124 | HIGH FREQUENCY & EQUIVALENT SERIES RESISTANCE(PER SAMPLE) ON COUPLING CAPACITOR /CVT | 17000 | TEST
1 | DCCD-C124 | HIGH FREQUENCY & EQUIVALENT SERIES RESISTANCE(PER SAMPLE) ON COUPLING CAPACITOR /CVT | 20400 | TEST
1 | DCCD-C46 | HIGH VOLTAGE TEST(FOR 2 MEASUREMENT ON EACH SAMPLE & NO. OF SAMPLES AS PER SPECIFICATIONS | 900 | TEST
1 | DCCD-C46 | HIGH VOLTAGE TEST(FOR 2 MEASUREMENT ON EACH SAMPLE & NO. OF SAMPLES AS PER SPECIFICATIONS | 1100 | TEST
1 | DCCD-A52 | HOT DEFORMATION/PRESSURE TEST FOR INSULATION & SHATHS OF PLASTIC POWER CABLES | 1800 | TEST
1 | DCCD-A52 | HOT DEFORMATION/PRESSURE TEST FOR INSULATION & SHATHS OF PLASTIC POWER CABLES | 2200 | TEST
1 | DCCD-A49 | HOT DEFORMATION/PRESSURE TEST ON DOMESTIC/CONTROL CABLES | 1300 | TEST
1 | DCCD-A49 | HOT DEFORMATION/PRESSURE TEST ON DOMESTIC/CONTROL CABLES | 1600 | TEST
1 | DCCD/TRF/02/05.08.14 | HOT RESISTANCE MEASU. ON REACTORS/ LINE TRAPS & OTHER EQUIPMENTS | 12000 | NO.
1 | HOT RESISTANCE MEASUREMENT ON REACTORS/LINE TRAPS & OTHER EQUIPMENT'S-18295 | HOT RESISTANCE MEASUREMENT ON REACTORS/LINE TRAPS & OTHER EQUIPMENT'S-18295 | 12000 | TEST
1 | HOT RESISTANCE MEASUREMENT ON REACTORS/LINE TRAPS & OTHER EQUIPMENTS - 18295 | HOT RESISTANCE MEASUREMENT ON REACTORS/LINE TRAPS & OTHER EQUIPMENTS - 18295 | 12000 | TEST
1 | DCCD-A50 | HOT SET TEST ON INSULATION OF PLASTIC POWER CABLES | 1900 | TEST
1 | DCCD-A50 | HOT SET TEST ON INSULATION OF PLASTIC POWER CABLES | 2300 | TEST
1 | HVAC WET TEST -19276 | HVAC WET TEST -19276 | 169 | TEST
1 | DCCD-C105 | HVDC/LEAKAGE CURRENT MEASUREMENT TEST USING 200 KV DC TEST SET | 2500 | PER SAMPLE
1 | DCCD-C105 | HVDC/LEAKAGE CURRENT MEASUREMENT TEST USING 200 KV DC TEST SET | 3000 | PER SAMPLE
1 | DCCD-C106 | HYDRAULIC PRESSURE TEST ON CAPACITORS | 6150 | PER SAMPLE
1 | DCCD-C106 | HYDRAULIC PRESSURE TEST ON CAPACITORS | 7400 | PER SAMPLE
1 | DCCD-A63 | IMPACT TEST ON CABLE JOINTS/HAMMERING TEST ON SAMPLES | 1000 | TEST
1 | DCCD-A63 | IMPACT TEST ON CABLE JOINTS/HAMMERING TEST ON SAMPLES | 1200 | TEST
1 | DCCD-C16 | IMPULSE TEST ON LT POWER CAPACITOR | 3100 | TEST
1 | DCCD-C16 | IMPULSE TEST ON LT POWER CAPACITOR | 3750 | TEST
1 | DCCD-A-86 | IMPULSE VOLTAGE W/S TEST 1 PHASE DRY(109-420) | 55500 | TEST
1 | DCCD-A75 | IMPULSE VOLTAGE WITHSTAND TEST ON CABLES-3 PHASE (PER SAMPLE) | 21850 | TEST
1 | DCCD-A75 | IMPULSE VOLTAGE WITHSTAND TEST ON CABLES-3 PHASE (PER SAMPLE) | 26250 | TEST
1 | DCCD-A74 | IMPULSE VOLTAGE WITHSTAND TEST ON CABLES-SINGLE PHASE (PER SAMPLE) | 14600 | TEST
1 | DCCD-A74 | IMPULSE VOLTAGE WITHSTAND TEST ON CABLES-SINGLE PHASE (PER SAMPLE) | 17550 | TEST
1 | DCCD-C118 | IMPULSE VOLTAGE WITHSTAND TEST ON HT CAPACITORS-SINGLE/3 PHASE | 17000 | PER SAMPLE
1 | DCCD-C118 | IMPULSE VOLTAGE WITHSTAND TEST ON HT CAPACITORS-SINGLE/3 PHASE | 20400 | PER SAMPLE
1 | IMPULSE VOLTAGE WITHSTAND TEST ON HT CAPACITORS-SINGLE/THREE PHASE 18455 | IMPULSE VOLTAGE WITHSTAND TEST ON HT CAPACITORS-SINGLE/THREE PHASE 18455 | 370 | TEST
1 | DCCD/TRF-01,13.06.11 | INDUCTANCE MEASUREMENT ON LINE TRAPS/ELEC. EQUIP. UPTO & INCL.1000A | 2500 | SAMPLE
1 | DCCD/TRF-01,13.06.11 | INDUCTANCE MEASUREMENT ON LINE TRAPS/ELEC. EQUIP. UPTO & INCL.2000A | 3500 | SAMPLE
1 | INS H 2 (v) | INDUCTANCE, CAPACITANCE USING LCR BRIDGE | 2200 | TEST
1 | DCCD-A12 | INSULATION RESISTANCE AT ROOM TEMPERATURE | 1000 | TEST
1 | DCCD-A12 | INSULATION RESISTANCE AT ROOM TEMPERATURE | 1200 | TEST
1 | DCCD-A13 | INSULATION RESISTANCE AT MAXIMUM CONDUCTOR TEMPERATURE | 2450 | TEST
1 | DCCD-A13 | INSULATION RESISTANCE AT MAXIMUM CONDUCTOR TEMPERATURE | 2950 | TEST
1 | DCCD-C45 | INSULATION RESISTANCE TEST (FOR 2 MEASUREMENT ON EACH SAMPLE & NO. OF SAMPLES ASS PER SPECIFICATIONS | 900 | TEST
1 | DCCD-C45 | INSULATION RESISTANCE TEST (FOR 2 MEASUREMENT ON EACH SAMPLE & NO. OF SAMPLES ASS PER SPECIFICATIONS | 1100 | TEST
1 | DCCD-E3 | INSULATION RESISTANCE/POLARISATION INDEX(IR/PI TEST) | 6150 | TEST
1 | DCCD-E3 | INSULATION RESISTANCE/POLARISATION INDEX(IR/PI TEST) | 12300 | TEST
1 | DCCD-F19 | INSULATION RESISTANCE/POLARIZATION INDEX(IR/PI_MEASUREMENT ON HV MOTORS/TRANSFORMERS, GENERATORS,ROT | 6050 | TEST
1 | DCCD-F19 | INSULATION RESISTANCE/POLARIZATION INDEX(IR/PI_MEASUREMENT ON HV MOTORS/TRANSFORMERS, GENERATORS,ROT | 7300 | TEST
1 | HVT5-I.1.2 | LIGHTING IMPULSE VOLTAGE WITH STAND TEST (1 PH) (WET) | 53600 | TEST
1 | HVT6J1-001 | LIGHTNING IMPULSE VOLTAGE TEST | 17050 | TEST
1 | HV T5 I.1.1 | LIGHTNING IMPULSE VOLTAGE WITH STAND TEST (1-PH) (DRY) | 46000 | TEST
1 | HV T5 I.1 | LIGHTNING IMPULSE VOLTAGE WITH STAND TEST (3-PH) (DRY) | 53600 | TEST
1 | UHV TEST | LIGHTNING IMPULSE VOLTAGE WITHSTAND TEST | 11050 | TEST
1 | DCCD-A3 | LOAD CYCLE TEST ON SINGLE PHASE CABLES (PER CYCLE OF 8 HOURS OR PART THERE OF) | 650 | TEST
1 | DCCD-A3 | LOAD CYCLE TEST ON SINGLE PHASE CABLES (PER CYCLE OF 8 HOURS OR PART THERE OF) | 1300 | TEST
1 | DCCD-A4 | LOAD CYCLE TEST ON THREE PHASE CABLES (PER CYCLE OF 8 HOURS OR PART THERE OF) | 1000 | TEST
1 | DCCD-A4 | LOAD CYCLE TEST ON THREE PHASE CABLES (PER CYCLE OF 8 HOURS OR PART THERE OF) | 2000 | TEST
1 | DCCD/A22(B) | LOAD CYCLE TEST(110/115/132kV RATING) CABLE WITH CONDUCTOR CROSS SECTION-(1001-1600sqmm) | 40000 | TEST
1 | DCCD/A22(C) | LOAD CYCLE TEST(110/115/132kV RATING) CABLE WITH CONDUCTOR CROSS SECTION-(1600-2500sqmm) | 53000 | TEST
1 | DCCD/A22(A) | LOAD CYCLE TEST(110/115/132kV RATING) CABLE WITH CONDUCTOR CROSS SECTION-UPTO 1000sqmm | 34750 | TEST
1 | DCCD/A28(b) | LOAD CYCLE TEST(220 kV RATING) CABLE WITH CONDUCTOR CROSS SECTION-1001 to 1600sqmm | 110000 | TEST
1 | DCCD/A28(c) | LOAD CYCLE TEST(220 kV RATING) CABLE WITH CONDUCTOR CROSS SECTION-1601 to 2500sqmm | 125000 | TEST
1 | DCCD/A28(A) | LOAD CYCLE TEST(220 kV RATING) CABLE WITH CONDUCTOR CROSS SECTION-UPTO 1000sqmm | 106700 | TEST
1 | DCCD/A11(B) | LOAD CYCLE TEST(66 kV RATING) CABLE WITH CONDUCTOR CROSS SECTION-(1001-1600sqmm) | 15000 | TEST
1 | DCCD/A11(C) | LOAD CYCLE TEST(66 kV RATING) CABLE WITH CONDUCTOR CROSS SECTION-(1601-2500sqmm) | 20000 | TEST
1 | DCCD/A11(A) | LOAD CYCLE TEST(66 kV RATING) CABLE WITH CONDUCTOR CROSS SECTION-UPTO 1000sqmm | 13200 | TEST
1 | DCCD-A28 | LOAD CYCLE TEST/HEATING OF CABLES FOR TESTS (PER CYCLE OF 24 HRS. DURATION OR PART THEREOF) | 44450 | TEST
1 | DCCD-A28 | LOAD CYCLE TEST/HEATING OF CABLES FOR TESTS (PER CYCLE OF 24 HRS. DURATION OR PART THEREOF) | 53350 | TEST
1 | DCCD-A11 | LOAD CYCLE TEST/HEATING OF SAMPLES BY PASSING CURRENT(PER CYCLE OF 8 HRS. DUR. OR PART THERE | 3650 | TEST
1 | DCCD-A11 | LOAD CYCLE TEST/HEATING OF SAMPLES BY PASSING CURRENT(PER CYCLE OF 8 HRS. DUR. OR PART THERE | 4400 | TEST
1 | DCCD/TRF/01,13.06.11 | LOAD TEST /ENDURANCE TEST /TEMP RISE TEST (INDUCTIVE, CAPACITIVE OR COMBINATION) ON ELEC. EQUIP, ABO | 76000 | SAMPLE
1 | DCCD/TRF/01,13.06.11 | LOAD TEST /ENDURANCE TEST /TEMP RISE TEST (INDUCTIVE, CAPACITIVE OR COMBINATION) ON ELEC. EQUIP, ABO | 9500 | SAMPLE
1 | O.O.DCCD/TRF/05 | LOAD TEST /ENDURANCE TEST ON ELECTRICAL EQUIPMENT 200A - 500 A (Addl. hour OR part therof) | 5200 | hour
1 | O.O.DCCD/TRF/05 | LOAD TEST /ENDURANCE TEST ON ELECTRICAL EQUIPMENT 200A - 500 A (MIN. 8 Hrs) | 41600 | TEST
1 | O.O.DCCD/TRF/05 | LOAD TEST /ENDURANCE TEST ON ELECTRICAL EQUIPMENT UPTO AND INCL. 200A (Addnl. hour OR part therof) | 2600 | Hour
1 | O.O.DCCD/TRF/05 | LOAD TEST /ENDURANCE TEST ON ELECTRICAL EQUIPMENT UPTO AND INCL. 200A (MIN. 8 Hrs) | 20800 | TEST
1 | DCCD/TRF/03/14-15 | LOAD TEST(PER HOUR AFTER 8 HRS) | 15625 | TEST
1 | I&P/20-21/CD/TRF/2 | LOAD TEST/ENDURACE TEST/TEMP.RISE TEST ON MV/LV ELECTRICAL EQUIPT.(BY INDUCTIVE/CAPACITIVE/ | 450000 | SAMPLE
1 | I&P/20-21/CD/TRF/02 | LOAD TEST/ENDURACE TEST/TEMPERATURE RISE TEST ON MV/LV ELECTRICAL EQUIPT.(BY INDUCTIVE/CAPACITIVE | 225000 | SAMPLE
1 | I&P/20-21/CD/TRF/2 | LOAD TEST/ENDURACNE TEST/TEMP. RISE TEST ON MV/LV ELECTRICAL EQUIPT. | 28125 | SAMPLE
1 | I&P/20-21/CD/TRF/02 | LOAD TEST/ENDURANCE TEST/TEMP.RISE TEST ON MV/LV ELECTRICAL EQUIP. (BY INDUCTIVE/CAPACITIVE/COMINATI | 650000 | SAMPLE
1 | I&P/2020-21/CD/TRF/2 | LOAD TEST/ENDURANCE TEST/TEMP.RISE TEST ON MV/LV ELECTRICAL EQUIPT. (BY INDUCTIVE/CAPACITIVE/COMBINA | 550000 | SAMPLE
1 | I&P/20-21/CD/TRF/2 | LOAD TEST/ENDURANCE TEST/TEMP.RISE TEST ON MV/LV ELECTRICAL EQUIPT. (BY INDUCTIVE/CAPACITIVE/COMBINA | 68750 | SAMPLE
1 | I&P/20-21/CD/TRF/2 | LOAD TEST/ENDURANCE TEST/TEMP.RISE TEST ON MV/LV ELECTRICAL EQUIPT. ABOVE 3001 KVAR TO 3500 KVAR | 46875 | SAMPLE
1 | I&P/20-21/CD/TRF/2 | LOAD TEST/ENDURANCE TEST/TEMP.RISE TEST ON MV/LV ELECTRICAL EQUIPT.(BY INDUCTIVE/CAPACITIVE/COMBINAT | 81250 | SAMPLE
1 | I&P/20-21/CD/TRF/2 | LOAD TEST/ENDURANCE TEST/TEMP.RISE TEST ON MV/LV ELECTRICAL EQUIPT.(BY INDUCTIVE/CAPACITIVE/COMBINAT | 750000 | SAMPLE
1 | I&P/2020-21/CD/TRF/2 | LOAD TEST/ENDURANCE TEST/TEMP.RISE TEST ON MV/LV ELECTRICAL EQUPT. | 37500 | SAMPLE
1 | I&P/2020-21/CD/TRF/2 | LOAD TEST/ENDURANCE TEST/TEMP.RISE TEST ON MV/LV ELECTRICAL EQUPT.(BY INDUCTIVE/CAPACITIVE/ | 375000 | SAMPLE
1 | I&P/20-21/CD/TRF/02 | LOAD TEST/ENDURANCE TEST/TEMP.RISE TEST ON MV/LV ELECTRICAL EQUPT.(BY INDUCTIVE/CAPACITIVE | 300000 | SAMPLE
1 | DCCD/TRF/03 | LOAD TEST/ENDURANCE TEST/TEMPERATURE RISE TEST ON MV/LV ELEC. EQPTS (UPTO&INCLUDING 400KVR) | 12500 | HOUR
1 | DCCD/TRF/03 | LOAD TEST/ENDURANCE TEST/TEMPERATURE RISE TEST ON MV/LV ELECTRICAL EQPMTS (UPTO&INCLUDING 400 KVAR) | 100000 | SAMPLE
1 | LOAD TEST/ENDURANCE TEST/TEMPERATURE RISE TEST ON MV/LV ELECTRICAL EQUIPMENTS | LOAD TEST/ENDURANCE TEST/TEMPERATURE RISE TEST ON MV/LV ELECTRICAL EQUIPMENTS | 2264.49 | TEST
1 | LOAD TEST/ENDURANCE TEST/TEMPERATURE RISE TEST ON MV/LV ELECTRICAL EQUIPMENTS | LOAD TEST/ENDURANCE TEST/TEMPERATURE RISE TEST ON MV/LV ELECTRICAL EQUIPMENTS | 2264.49 | TEST
1 | DCCD/TRF/03/14 | LOAD TEST/ENDURANCE TEST/TEMPERATURE RISE TEST ON MV/LV ELECTRICAL EQUIPMENTS | 150000 | SAMPLE
1 | DCCD/TRF/03/14 | LOAD TEST/ENDURANCE TEST/TEMPERATURE RISE TEST ON MV/LV ELECTRICAL EQUIPMENTS | 18750 | HOUR
1 | 2014-15/DCCD/TRF/03 | LOAD TEST/ENDURANCE TEST/TEMPERATURE RISE TEST ON MV/LV ELECTRICAL EQUIPMENTS (BY INDUCTIVE LOAD/ | 200000 | SAMLE
1 | I&P/20-21/CD/TRF/2 | LOAD TEST/ENDURANCE TEST/TEMPERATURE RISE TEST ON MV/LV ELECTRICAL EQUIPT. (BY INDUCTIVE/CAPACITIVE/ | 56250 | SAMPLE
1 | I&P/20-21/CD/TRF/02 | LOAD TEST/ENDURANCE TEST/TEMPERATURE RISE TEST ON MV/LV ELECTRICAL EQUIPT.(BY INDUCTIVE/CAPACITIVE/ | 93750 | SAMPLE
1 | LOAD TEST/ENDURANCE TEST/TEMPERATURE RISE TEST ONLY ON MV/LV ELECTRICAL EQUIPMENT'S -20961 | LOAD TEST/ENDURANCE TEST/TEMPERATURE RISE TEST ONLY ON MV/LV ELECTRICAL EQUIPMENT'S -20961 | 100000 | TEST
1 | LOAD TEST/ENDURANCE TEST/TEMPERATURE RISE TEST ONLY ON MV/LV ELECTRICAL EQUIPMENT'S ADDITIONAL-20962 | LOAD TEST/ENDURANCE TEST/TEMPERATURE RISE TEST ONLY ON MV/LV ELECTRICAL EQUIPMENT'S ADDITIONAL-20962 | 12500 | TEST
1 | 2014-15/DCCD/TRF/03 | LOAD TEST/ENDURANCE TEST/TEMPRATURE RISE TEST ON MV/LV ELECTRICAL EQUIPT (BY INDUCTIVE LOAD/CAPACITI | 25000 | SAMPLE
1 | HVL ICG 2(I) | LONG DURATION CURRENT IMPULSE WITHSTAND TEST - UPTO 5 kA | 24200 | TEST
1 | DCCD-C40 | LONG TIME OPERATION/ENDURANCE TEST ON MOTOR START/FIXED CAPACITORS(UPTO A MAX. OF 400 MFD) | 18250 | TEST
1 | DCCD-C40 | LONG TIME OPERATION/ENDURANCE TEST ON MOTOR START/FIXED CAPACITORS(UPTO A MAX. OF 400 MFD) | 21900 | TEST
1 | DCCD-C70 | M.MENT OD DIELECTRIC LOSS ANGLE AT VARIOUS TEMP. ON HT CAPACITORS WITH HELP OF HV SCERING BRIDGE | 15800 | TEST
1 | DCCD-C70 | M.MENT OD DIELECTRIC LOSS ANGLE AT VARIOUS TEMP. ON HT CAPACITORS WITH HELP OF HV SCERING BRIDGE | 19000 | TEST
1 | DCCD-C74 | M.MENT OF DIELECTRIC LOSS ANGLE AT RATED VOLTAGE & AT A SPEC. TEMP WITH HELP OF HV SCHERING BRIDGE | 9750 | TEST
1 | DCCD-C74 | M.MENT OF DIELECTRIC LOSS ANGLE AT RATED VOLTAGE & AT A SPEC. TEMP WITH HELP OF HV SCHERING BRIDGE | 11700 | TEST
1 | DCCD-C68 | M.MENT OF DIELECTRIC LOSS ANGLE AT RATED VOLTAGE & AT A SPECIFIC TEMP. WITH HELP OF SCHERING BRIDGE | 6750 | TEST
1 | DCCD-C68 | M.MENT OF DIELECTRIC LOSS ANGLE AT RATED VOLTAGE & AT A SPECIFIC TEMP. WITH HELP OF SCHERING BRIDGE | 8100 | TEST
1 | DCCD-C65 | M.MENT OF DIELECTRIC LOSS ANGLE AT RATED VOLTAGE & AT A VARIOUS TEMP WITH HELP OF HV SCHERING BRIDGE | 5750 | TEST
1 | DCCD-C65 | M.MENT OF DIELECTRIC LOSS ANGLE AT RATED VOLTAGE & AT A VARIOUS TEMP WITH HELP OF HV SCHERING BRIDGE | 6900 | TEST
1 | DCCD-C66 | M.MENT OF DIELECTRIC LOSS ANGLE AT RATED VOLTAGE & AT A VARIOUS TEMP. WITH HELP OF HV SCHERING BRIDG | 13400 | TEST
1 | DCCD-C66 | M.MENT OF DIELECTRIC LOSS ANGLE AT RATED VOLTAGE & AT A VARIOUS TEMP. WITH HELP OF HV SCHERING BRIDG | 16100 | TEST
1 | DCCD-C75 | M.MENT OF DIELECTRIC LOSS ANGLE AT VARIOUS TEMP. WITH HELP OF HV SCHERING BRIDGE ON HT CAPACITOR | 24300 | TEST
1 | DCCD-C75 | M.MENT OF DIELECTRIC LOSS ANGLE AT VARIOUS TEMP. WITH HELP OF HV SCHERING BRIDGE ON HT CAPACITOR | 48600 | TEST
1 | DCCD-F12 | M.MENT OF DIELECTRIC LOSS ANGLE TEST AT VARIOUS TEST VOLTAGES-UPTO & INCLUDING 33 KV | 5400 | TEST
1 | DCCD-F12 | M.MENT OF DIELECTRIC LOSS ANGLE TEST AT VARIOUS TEST VOLTAGES-UPTO & INCLUDING 33 KV | 6500 | TEST
1 | DCCD-F16 | M.MENT OF DIELECTRIC LOSS ANGLE WITH HELP OF SCHERING BRIDGE(TEN DELTA VS VOLTAGE AT ROOM TEMP) | 44700 | TEST
1 | DCCD-F16 | M.MENT OF DIELECTRIC LOSS ANGLE WITH HELP OF SCHERING BRIDGE(TEN DELTA VS VOLTAGE AT ROOM TEMP) | 53650 | TEST
1 | DCCD-C81 | MEASUREMENT DIELECTRIC LOSS ANGLE AT RATED VOLTAGE(TAN DELTA VS VOLTAGE) | 9750 | TEST
1 | DCCD-C81 | MEASUREMENT DIELECTRIC LOSS ANGLE AT RATED VOLTAGE(TAN DELTA VS VOLTAGE) | 19500 | TEST
1 | DCCD-A27 | MEASUREMENT DIELECTRIC LOSS ANGLE TEST AT VARIOUS TEMP. UPTO A MAX OF 5 TEMP. WITH HELP OF HV SCHERI | 21000 | TEST
1 | DCCD-A27 | MEASUREMENT DIELECTRIC LOSS ANGLE TEST AT VARIOUS TEMP. UPTO A MAX OF 5 TEMP. WITH HELP OF HV SCHERI | 25200 | TEST
1 | MEASUREMENT OF DIELECTRIC LOSS ANGLE AT RATED VOLTAGE (TAN DELTA AT ELEVATED TEMP.)-19187 | MEASUREMENT OF DIELECTRIC LOSS ANGLE AT RATED VOLTAGE (TAN DELTA AT ELEVATED TEMP.)-19187 | 353.26 | TEST
1 | MEASUREMENT OF DIELECTRIC LOSS ANGLE AT RATED VOLTAGE (TAN DELTA AT ELEVATED TEMP.)19187 | MEASUREMENT OF DIELECTRIC LOSS ANGLE AT RATED VOLTAGE (TAN DELTA AT ELEVATED TEMP.)19187 | 354 | TEST
1 | DCCD-C54 | MEASUREMENT OF DIELECTRIC LOSS ANGLE AT RATED VOLTAGE & AT A SPECIFIC TEMP. WITH HELP OF HV SCHERING | 5400 | TEST
1 | DCCD-C54 | MEASUREMENT OF DIELECTRIC LOSS ANGLE AT RATED VOLTAGE & AT A SPECIFIC TEMP. WITH HELP OF HV SCHERING | 6500 | TEST
1 | PCD - C54 | MEASUREMENT OF DIELECTRIC LOSS ANGLE AT RATED VOLTAGE & AT A SPECIFIC TEMP. WITH HELP OF HV SCHRING | 6500 | TEST
1 | MEASUREMENT OF DIELECTRIC LOSS ANGLE AT RATED VOLTAGE AND AT THE SPECIFIC TEMPERATURE WITH THE HELP | MEASUREMENT OF DIELECTRIC LOSS ANGLE AT RATED VOLTAGE AND AT THE SPECIFIC TEMPERATURE WITH THE HELP | 118 | TEST
1 | DCCD-C86 | MEASUREMENT OF DIELECTRIC LOSS ANGLE AT RATED VOLTAGE(TAN DELTA VS VOLTAGE) | 12200 | TEST
1 | DCCD-C86 | MEASUREMENT OF DIELECTRIC LOSS ANGLE AT RATED VOLTAGE(TAN DELTA VS VOLTAGE) | 24400 | TEST
1 | DCCD-C55 | MEASUREMENT OF DIELECTRIC LOSS ANGLE AT VARIOUS TEMP. ON HT CAPACITOR WITH HELP OF HV SCHERING BRIDG | 11950 | TEST
1 | DCCD-C55 | MEASUREMENT OF DIELECTRIC LOSS ANGLE AT VARIOUS TEMP. ON HT CAPACITOR WITH HELP OF HV SCHERING BRIDG | 14350 | TEST
1 | MEASUREMENT OF DIELECTRIC LOSS ANGLE AT VARIOUS TEMPERATURE ON HT CAPACITOR WITH THE HELP OF HV SCHE | MEASUREMENT OF DIELECTRIC LOSS ANGLE AT VARIOUS TEMPERATURE ON HT CAPACITOR WITH THE HELP OF HV SCHE | 266 | TEST
1 | DCCD-A26 | MEASUREMENT OF DIELECTRIC LOSS ANGLE TEST AT VARIOUS TEMP WITH THE HELP OF HV SCHERING BRIDGE | 18200 | TEST
1 | DCCD-A26 | MEASUREMENT OF DIELECTRIC LOSS ANGLE TEST AT VARIOUS TEMP WITH THE HELP OF HV SCHERING BRIDGE | 21850 | TEST
1 | DCCD/A27 | MEASUREMENT OF DIELECTRIC LOSS ANGLE TEST AT VARIOUS VOLTAGES (upto max. of 5 TEMP ) | 50500 | TEST
1 | DCCD/A26 | MEASUREMENT OF DIELECTRIC LOSS ANGLE TEST AT VARIOUS VOLTAGES AT AMB. TEMP | 42700 | TEST
1 | DCCD-F15 | MEASUREMENT OF DIELECTRIC LOSS ANGLE TEST-ABOVE 132 KV AND UPTO AND INCLUDING 220 KV | 17400 | TEST
1 | DCCD-F15 | MEASUREMENT OF DIELECTRIC LOSS ANGLE TEST-ABOVE 132 KV AND UPTO AND INCLUDING 220 KV | 26100 | TEST
1 | DCCD-F13 | MEASUREMENT OF DIELECTRIC LOSS ANGLE TEST-ABOVE 33 KV AND UPTO AND INCLUDING 66KV | 6800 | TEST
1 | DCCD-F13 | MEASUREMENT OF DIELECTRIC LOSS ANGLE TEST-ABOVE 33 KV AND UPTO AND INCLUDING 66KV | 10200 | TEST
1 | DCCD-F14 | MEASUREMENT OF DIELECTRIC LOSS ANGLE TEST-ABOVE 66 KV AND UPTO & INCLUDING 132 KV | 7850 | TEST
1 | DCCD-F14 | MEASUREMENT OF DIELECTRIC LOSS ANGLE TEST-ABOVE 66 KV AND UPTO & INCLUDING 132 KV | 11800 | TEST
1 | DCCD-C82 | MEASUREMENT OF DIELECTRIC LOSS ANGLE VS TEMPERATURE(TAN DELTA AT ELEVATED TEMPERATURE) | 24300 | TEST
1 | DCCD-C87 | MEASUREMENT OF DIELECTRIC LOSS ANGLE VS TEMPERATURE(TAN DELTA AT ELEVATED TEMPERATURE) | 31600 | TEST
1 | DCCD-C82 | MEASUREMENT OF DIELECTRIC LOSS ANGLE VS TEMPERATURE(TAN DELTA AT ELEVATED TEMPERATURE) | 48600 | TEST
1 | DCCD-C87 | MEASUREMENT OF DIELECTRIC LOSS ANGLE VS TEMPERATURE(TAN DELTA AT ELEVATED TEMPERATURE) | 63200 | TEST
1 | DCCD-E4 | MEASUREMENT OF DIELECTRIC LOSS ANGLE/(TAN DELTA/PD TEST) ON STATOR WINDINGS OF HIGH VOLTAGE MOTORS | 8550 | TEST
1 | DCCD-E4 | MEASUREMENT OF DIELECTRIC LOSS ANGLE/(TAN DELTA/PD TEST) ON STATOR WINDINGS OF HIGH VOLTAGE MOTORS | 17100 | TEST
1 | DCCD-E1 | MEASUREMENT OF DIELECTRIC LOSS ANGLE/(TEN DELTA/PD TEST) ON STATOR COILS/BARS OF HIGH VOLTAGE MOTORS | 4550 | TEST
1 | DCCD-E1 | MEASUREMENT OF DIELECTRIC LOSS ANGLE/(TEN DELTA/PD TEST) ON STATOR COILS/BARS OF HIGH VOLTAGE MOTORS | 5500 | TEST
1 | DCCD-C12 | MEASUREMENT OF DIELECTRIC LOSSES AT ELEVATED TEMP. UP TO A MAX OF 5 TEMP. WITH HELP OF HV SCHERING B | 4900 | TEST
1 | DCCD-C12 | MEASUREMENT OF DIELECTRIC LOSSES AT ELEVATED TEMP. UP TO A MAX OF 5 TEMP. WITH HELP OF HV SCHERING B | 5900 | TEST
1 | DCCD-C11 | MEASUREMENT OF DIELECTRIC LOSSES AT ROOM TEMP. WITH HELP OF HV SCHERING BRIDGE | 3100 | TEST
1 | DCCD-C11 | MEASUREMENT OF DIELECTRIC LOSSES AT ROOM TEMP. WITH HELP OF HV SCHERING BRIDGE | 3750 | TEST
1 | MEASUREMENT OF DIELECTRIC LOSSES AT ROOM TEMP.WITH THE HELP OF HV SCHERING BRIDGE C-11 19130 | MEASUREMENT OF DIELECTRIC LOSSES AT ROOM TEMP.WITH THE HELP OF HV SCHERING BRIDGE C-11 19130 | 3750 | TEST
1 | DCCD-A8 | MEASUREMENT OF DIELECTRIC LOSSES UPTO A MAX. OF 5TEMP.VOL WITH HELP OF HV SCHERING BRIDGE | 3100 | TEST
1 | DCCD-A8 | MEASUREMENT OF DIELECTRIC LOSSES UPTO A MAX. OF 5TEMP.VOL WITH HELP OF HV SCHERING BRIDGE | 3750 | TEST
1 | DCCD-A7 | MEASUREMENT OF DIELECTRIC LOSSES WITH HV SCHERING BRIDGE (TAN DELTA VS VOLTAGE) AT ROOM TEMP | 2300 | TEST
1 | DCDD-C10 | MEASUREMENT OF INSULATION RESISTANCE AT ROOM TEMP.(IR AT MAX TEMP) PER CORE OF CABLE/SAMPLE OF CAPAC | 900 | TEST
1 | DCDD-C10 | MEASUREMENT OF INSULATION RESISTANCE AT ROOM TEMP.(IR AT MAX TEMP) PER CORE OF CABLE/SAMPLE OF CAPAC | 1100 | TEST
1 | DCCD-A5 | MEASUREMENT OF INSULATION RESISTANCE AT ROOM TEMPERATURE(IR) | 900 | TEST
1 | DCCD-A5 | MEASUREMENT OF INSULATION RESISTANCE AT ROOM TEMPERATURE(IR) | 1100 | TEST
1 | DCCD-C102 | MEASUREMENT OF INTERNAL INDUCTANCE OF CAPACITORS(LT/HT TYPE) | 6750 | PER SAMPLE
1 | DCCD-C102 | MEASUREMENT OF INTERNAL INDUCTANCE OF CAPACITORS(LT/HT TYPE) | 8100 | PER SAMPLE
1 | MEASUREMENT OF LOW RESISTANCE/MILLI VOLT DROP TEST (CONDUCTOR RESISTANCE TEST MAGNETIC POWER LOSS TE | MEASUREMENT OF LOW RESISTANCE/MILLI VOLT DROP TEST (CONDUCTOR RESISTANCE TEST MAGNETIC POWER LOSS TE | 2300 | TEST
1 | MEASUREMENT OF LOW RESISTANCE/MILLIVOLT DROP TEST (CONDUCTOR RESISTANCE TEST) MAGNETIC POWER LOSS TE | MEASUREMENT OF LOW RESISTANCE/MILLIVOLT DROP TEST (CONDUCTOR RESISTANCE TEST) MAGNETIC POWER LOSS TE | 2300 | TEST
1 | DCCD-F1 | MEASUREMENT OF LOW RESISTANCE/MILLIVOLT DROP TEST(CONDUCTOR RESISTANCE TEST) MAGNETIC POWER LOSS TES | 1900 | PER SAMPLE
1 | DCCD-F1 | MEASUREMENT OF LOW RESISTANCE/MILLIVOLT DROP TEST(CONDUCTOR RESISTANCE TEST) MAGNETIC POWER LOSS TES | 2300 | PER SAMPLE
1 | ST-8 | MEASUREMENT OF VOLTAGE AND TRANSFORMER-PER CYCLE-1 | 850 | TEST
1 | ST-10 | MEASURMENT OF FULL LOAD LOSSES OF TRANSFORMER - PER MEASURMENT | 850 | TEST
1 | ST 23 a | MECHANICAL ENDURANCE TEST - ABOVE 1kV UPTO 12 kV RATING | 9650 | TEST
1 | DCCD-F10 | MECHANICAL OPERATIONS ON BREAKERS UPTO A MAXIMUM OF 100 OPERATIONS OR PART THEREOF | 4100 | TEST
1 | DCCD-F10 | MECHANICAL OPERATIONS ON BREAKERS UPTO A MAXIMUM OF 100 OPERATIONS OR PART THEREOF | 4950 | TEST
1 | DCCD-A62 | MESUREMENT OF VOLUME RESISTANCE OF SEMI CONDUCTOR SHEET USING 4 ELECTRODE SYSTEM | 3100 | TEST
1 | DCCD-A62 | MESUREMENT OF VOLUME RESISTANCE OF SEMI CONDUCTOR SHEET USING 4 ELECTRODE SYSTEM | 3750 | TEST
1 | MINIMUM ORDER VALUE - TESTING OF EQUIPMENT | MINIMUM ORDER VALUE - TESTING OF EQUIPMENT | 10000 | TEST
1 | MINIMUM ORDER VALUE - TESTING OF MATERIALS. | MINIMUM ORDER VALUE - TESTING OF MATERIALS. | 2400 | TEST
1 | PAGE NO. 146 | MINIMUM TEST CHARGES AND ISSUE OF TEST REPORT | 2000 | TEST
1 | PAGE NO. 147 | MINIMUM TEST CHARGES AND ISSUE OF TEST REPORT | 2400 | TEST
1 | DCCD-C51 | MISC. TEST ON LT CAPACITORS-HVAC TEST(UNDER WET CONDITIONS) | 4550 | PER SAMPLE
1 | DCCD-C51 | MISC. TEST ON LT CAPACITORS-HVAC TEST(UNDER WET CONDITIONS) | 5500 | PER SAMPLE
1 | DCCD-C50 | MISC. TESTS ON LT CAPACITORS-BREAKDOWN VOLTAGE TEST(HVDC-BDV | 3100 | PER SAMPLE
1 | DCCD-C50 | MISC. TESTS ON LT CAPACITORS-BREAKDOWN VOLTAGE TEST(HVDC-BDV | 3750 | PER SAMPLE
1 | DCCD-C49 | MISCELLANEOUS TEST ON LT CAPACITORS-MEASUREMENT OF PEAK INRUSH CURRENT OF LOW VOLTAGE CAPACITORS | 7350 | PER SAMPLE
1 | DCCD-C49 | MISCELLANEOUS TEST ON LT CAPACITORS-MEASUREMENT OF PEAK INRUSH CURRENT OF LOW VOLTAGE CAPACITORS | 8850 | PER SAMPLE
1 | DCCD-C48 | MISCELLANEOUS TESTS ON LT CAPACITORS-REPEATED CHARGE/DISCHARGE ON LT CAPACITORS (PER 100 CYCLES | 2750 | TEST
1 | DCCD-C48 | MISCELLANEOUS TESTS ON LT CAPACITORS-REPEATED CHARGE/DISCHARGE ON LT CAPACITORS (PER 100 CYCLES | 3300 | TEST
1 | DCCD-A68 | OIL RESISTANCE TEST | 7350 | TEST
1 | DCCD-A68 | OIL RESISTANCE TEST | 8850 | TEST
1 | DCCD-C114 | ON LINE TESTING OF ELECTRICAL EQUIPMENT FOR ACOUSTIC EMISSION MEASUREMENT | 24300 | PER SAMPLE
1 | DCCD-C114 | ON LINE TESTING OF ELECTRICAL EQUIPMENT FOR ACOUSTIC EMISSION MEASUREMENT | 29200 | PER SAMPLE
1 | OVER VOLTAGE TEST (201 TO 400 KVAR HT CAPACITOR) (FOR ONE CAPACITOR SAMPLE) (EXCEPT FOR CONDITIONING | OVER VOLTAGE TEST (201 TO 400 KVAR HT CAPACITOR) (FOR ONE CAPACITOR SAMPLE) (EXCEPT FOR CONDITIONING | 9.97 | NOS
1 | DCCD/TRF/04/2014-15 | OVER VOLTAGE TEST (UP TO & INCLUDING 200 KVAR HT CAPACITOR)(FOR ONE CAPACITOR SAMPLES) | 500 | TEST
1 | OVER VOLTAGE TEST (UPTO AND INCLUDING 200 KVAR HT CAPACITOR) (FOR ONE CAPACITOR SAMPLE) (EXCEPT FOR | OVER VOLTAGE TEST (UPTO AND INCLUDING 200 KVAR HT CAPACITOR) (FOR ONE CAPACITOR SAMPLE) (EXCEPT FOR | 2718 | NOS
1 | OVERVOLTAGE TEST (201 TO 400KVAR HT CAPACITOR) | OVERVOLTAGE TEST (201 TO 400KVAR HT CAPACITOR) | 210000 | NOS
1 | DCCD/TRF/04/14-15 | OVERVOLTAGE TEST (UPTO 200KVR HT CAPACITOR (FOR TWO SAMPLES) | 180000 | TEST
1 | DCCD/TRF/04/14-15 | OVERVOLTAGE TEST (UPTO 200KVR HT CAPACITOR (FOR TWO SAMPLES) | 600 | TEST
1 | DCCD/TRF/04/14-15 DT | OVERVOLTAGE TEST(201 TO 400 KVAR HT CAPACITOR | 550 | ONE SAMPLE
1 | DCCD/TRF/04/14-15 DT | OVERVOLTAGE TEST(401 TO 600 KVAR HT CAPACITOR | 700 | ONE SAMPLE
1 | DCCD/TRF/04/7-1-15 | OVERVOLTAGE TEST(upto 200 KVAR HT CAPACITOR) | 150000 | TEST
1 | DCCD-B2 | OXYGEN INDEX TEST | 6300 | TEST
1 | DCCD-B2 | OXYGEN INDEX TEST | 7600 | TEST
1 | DCCD-A10 | PARTIAL DISCHARGE (PD) TEST | 5850 | TEST
1 | DCCD-A1 | PARTIAL DISCHARGE (PD) TEST | 3300 | TEST
1 | DCCD-A10 | PARTIAL DISCHARGE (PD) TEST | 7050 | TEST
1 | DCCD-A1 | PARTIAL DISCHARGE (PD) TEST | 4000 | TEST
1 | DCCD-F26 | PARTIAL DISCHARGE MEASUREMENTS ON POWER TRANSFORMERS AT SITE BY ACCOUSTIC EMISSION TECHNIQUE | 66750 | PER TRANSF
1 | DCCD-F26 | PARTIAL DISCHARGE MEASUREMENTS ON POWER TRANSFORMERS AT SITE BY ACCOUSTIC EMISSION TECHNIQUE | 133500 | PER TRANSF
1 | DCCD-C13 | PARTIAL DISCHARGE ON LT CAPACITORS ( MODEL UNITS) | 6150 | TEST
1 | DCCD-C13 | PARTIAL DISCHARGE ON LT CAPACITORS ( MODEL UNITS) | 7400 | TEST
1 | DCCD/A24 | PARTIAL DISCHARGE TEST | 67000 | TEST
1 | DCCD-A18 | PARTIAL DISCHARGE TEST (PD TEST) | 10650 | TEST
1 | DCCD-A24 | PARTIAL DISCHARGE TEST (PD TEST) | 27950 | TEST
1 | DCCD-A18 | PARTIAL DISCHARGE TEST (PD TEST) | 12800 | TEST
1 | DCCD-A24 | PARTIAL DISCHARGE TEST (PD TEST) | 33550 | TEST
1 | DCCD-C97 | PARTIAL DISCHARGE TEST ON HT CAPACITORS(MODEL UNITS) | 6150 | PER SAMPLE
1 | DCCD-C97 | PARTIAL DISCHARGE TEST ON HT CAPACITORS(MODEL UNITS) | 7400 | PER SAMPLE
1 | DCCD-C108 | PARTIAL DISCHARGE TEST USING ACCOUSTIC TECHNIQUE ON HT CAPACITORS | 3200 | PER SAMPLE
1 | DCCD-C108 | PARTIAL DISCHARGE TEST USING ACCOUSTIC TECHNIQUE ON HT CAPACITORS | 3850 | PER SAMPLE
1 | DCCD-C14 | PARTIAL DISCHARGE TEST USING ACCOUSTIC TECHNIQUE ON KLT CAPACITORS(PER TEST/MEASUREMENT/SAMPLE) | 900 | TEST
1 | DCCD-C14 | PARTIAL DISCHARGE TEST USING ACCOUSTIC TECHNIQUE ON KLT CAPACITORS(PER TEST/MEASUREMENT/SAMPLE) | 1100 | TEST
1 | DCCD-F7 | PARTIAL DISCHARGE TEST-ABOVE 145 KV UPTO & INCLUDING 220 KV | 14500 | TEST
1 | DCCD-F7 | PARTIAL DISCHARGE TEST-ABOVE 145 KV UPTO & INCLUDING 220 KV | 21750 | TEST
1 | DCCD-F8 | PARTIAL DISCHARGE TEST-ABOVE 220 KV & UPTO 399 KV | 17400 | TEST
1 | DCCD-F8 | PARTIAL DISCHARGE TEST-ABOVE 220 KV & UPTO 399 KV | 20900 | TEST
1 | DCCD-F5 | PARTIAL DISCHARGE TEST-ABOVE 33 KV UPTO & INCLUDING 72.5 KV | 8250 | TEST
1 | DCCD-F5 | PARTIAL DISCHARGE TEST-ABOVE 33 KV UPTO & INCLUDING 72.5 KV | 12400 | TEST
1 | DCCD-F6 | PARTIAL DISCHARGE TEST-ABOVE 72.5 KV UPTO & INCLUDING 145 KV | 10750 | TEST
1 | DCCD-F6 | PARTIAL DISCHARGE TEST-ABOVE 72.5 KV UPTO & INCLUDING 145 KV | 16150 | TEST
1 | DCCD-F4 | PARTIAL DISCHARGE TEST-UPTO & INCLUDING 33 KV | 5050 | TEST
1 | DCCD-F4 | PARTIAL DISCHARGE TEST-UPTO & INCLUDING 33 KV | 6100 | TEST
1 | DCCD-F18 | PARTIAL TEST ON CURRENT TRANSFORMERS/DRY TYPE POWER TRANSFORMERS/CVTS-ABOVE 400 KV & HIGHER RATING | 21400 | TEST
1 | DCCD-F18 | PARTIAL TEST ON CURRENT TRANSFORMERS/DRY TYPE POWER TRANSFORMERS/CVTS-ABOVE 400 KV & HIGHER RATING | 25700 | TEST
1 | DCCD-F17 | PARTIIAL DISCHARGE TEST ON CURRENT TRANSFORMERS/DRY TYPE POWER TRANSFORMERS/CVTS-ABOVE 220 KV & UPTO | 22350 | TEST
1 | DCCD-F17 | PARTIIAL DISCHARGE TEST ON CURRENT TRANSFORMERS/DRY TYPE POWER TRANSFORMERS/CVTS-ABOVE 220 KV & UPTO | 26850 | TEST
1 | PHOTOGRAPH AS PER CUSTOMERS REQUEST 18261 | PHOTOGRAPH AS PER CUSTOMERS REQUEST 18261 | 5.66 | TEST
1 | DCCD-F27 | PHOTOGRAPHS AS PER CLIENT'S REQUEST. | 250 | EACH
1 | DCCD-F27 | PHOTOGRAPHS AS PER CLIENT'S REQUEST. | 300 | EACH
1 | PHOTOGRAPHS AS PER CLIENTS REQUEST - 18261 | PHOTOGRAPHS AS PER CLIENTS REQUEST - 18261 | 5.43 | TEST
1 | PHOTOGRAPHS AS PER CLIENTS REQUEST -18261 | PHOTOGRAPHS AS PER CLIENTS REQUEST -18261 | 300 | TEST
1 | PHOTOGRAPHS AS PER CLIENTS REQUEST-18261 | PHOTOGRAPHS AS PER CLIENTS REQUEST-18261 | 300 | TEST
1 | PHOTOGRAPHS AS PER CUSTOMERS REQUEST-18261 | PHOTOGRAPHS AS PER CUSTOMERS REQUEST-18261 | 6 | NOS
1 | DCCD-C104 | PHYSICAL VERIFICATION OF INTERNAL CONSTRUCTION OF HT CAPACITORS | 7350 | PER SAMPLE
1 | DCCD-C104 | PHYSICAL VERIFICATION OF INTERNAL CONSTRUCTION OF HT CAPACITORS | 8850 | PER SAMPLE
1 | PHYSICAL VERIFICATION OF INTERNAL CONSTRUCTION OF HT CAPACITORS-18441 | PHYSICAL VERIFICATION OF INTERNAL CONSTRUCTION OF HT CAPACITORS-18441 | 161 | NOS
1 | DCCD-C100 | POLARITY INVERSION TEST ON HD CAPACITORS(CHARGES FOR 100 POLARITY REVERSAL) | 2500 | PER SAMPLE
1 | DCCD-C100 | POLARITY INVERSION TEST ON HD CAPACITORS(CHARGES FOR 100 POLARITY REVERSAL) | 3000 | PER SAMPLE
1 | HV-T3, C3-1 | POWER FREQ VOLTAGE W/S. / FLASH OVER TEST(DRY) | 4350 | TEST
1 | DCCD/A17 | POWER FREQ. HVAC TEST ON CABLES OF DURATION UPTO 1 Hr OR PART THEREOF | 5200 | TEST
1 | DCCD/A23 | POWER FREQ. HVAC TEST ON CABLES OF DURATION UPTO 1 Hr OR PART THEREOF | 50000 | TEST
1 | DCCD/A29 | POWER FREQ. HVAC TEST ON CABLES OF DURATION UPTO 1 Hr OR PART THEREOF | 70000 | TEST
1 | HVT4-F2.9 | POWER FREQ. VOLT.W/S. TEST & FLASH OVER TEST(DRY) | 11150 | TEST
1 | DCCD-A29 | POWER FREQUENCY (HV TEST) ON CABLES UPTO A MAXIMUM OF 1 HR. DURATION OR PART THEREOF | 10450 | TEST
1 | DCCD-A29 | POWER FREQUENCY (HV TEST) ON CABLES UPTO A MAXIMUM OF 1 HR. DURATION OR PART THEREOF | 12550 | TEST
1 | DCCD-A9 | POWER FREQUENCY HVAC TEST ON CABLES OF DURATION UPTO 1 HR. OR PART THEREOF (HVAC ROUTINE) | 1050 | TEST
1 | DCCD-A9 | POWER FREQUENCY HVAC TEST ON CABLES OF DURATION UPTO 1 HR. OR PART THEREOF (HVAC ROUTINE) | 1300 | TEST
1 | DCCD-A23 | POWER FREQUENCY HVAC TEST UPTO A MAXIMUM OF 1 HR. OR PART THERE OF | 8200 | TEST
1 | DCCD-A23 | POWER FREQUENCY HVAC TEST UPTO A MAXIMUM OF 1 HR. OR PART THERE OF | 9850 | TEST
1 | DCCD-C4 | POWER FREQUENCY TEST/HVAC TEST ON LT CAPACITORS/CONSTANT CURRENT REGULATOR/VOLTAGE STABILISER | 700 | TEST
1 | DCCD-C4 | POWER FREQUENCY TEST/HVAC TEST ON LT CAPACITORS/CONSTANT CURRENT REGULATOR/VOLTAGE STABILISER | 850 | TEST
1 | HVT-I 1.10 | POWER FREQUENCY VOLTAGE TEST INCLUDING MEASURMENT OF INDUCTORS | 6300 | TEST
1 | HVT4 F2 (9) | POWER FREQUENCY VOLTAGE WITH STAND & FLASH OVER TEST (DRY) | 8550 | TEST
1 | HVT10-M1.7 | POWER FREQUENCY VOLTAGE WITHSTAND TEST ON VALVE TERMINAL. | 38300 | TEST
1 | HVT6j3(2) | POWER FREQUENCY WITHSTAND TEST (WET) | 9300 | TEST
1 | DCCD-A17 | POWER FRQUENCY HVAC TEST ON CABLES OF DURATION UPTO 1 HR. OR PART THEREOF (HVAC-ROUTINE) | 1200 | TEST
1 | DCCD-A17 | POWER FRQUENCY HVAC TEST ON CABLES OF DURATION UPTO 1 HR. OR PART THEREOF (HVAC-ROUTINE) | 3600 | TEST
1 | DCCD-C61 | POWER FRQUENCY TEST/HVAC TEST ON HT CAPACITOR (BETWEEN TERMINALS AND CONTAINER) | 700 | TEST
1 | DCCD-C61 | POWER FRQUENCY TEST/HVAC TEST ON HT CAPACITOR (BETWEEN TERMINALS AND CONTAINER) | 850 | TEST
1 | DCCD/A84(d) | PRE QUALIFN. TEST(132kV)CABLE WITH CONDUCTOR CROSS SECTION-1000sqmm | 3200000 | TEST
1 | DCCD/A93(a) | PRE QUALIFN. TEST(132kV)CABLE WITH CONDUCTOR CROSS SECTION-1000sqmm | 9600000 | TEST
1 | DCCD/A84(e) | PRE QUALIFN. TEST(132kV)CABLE WITH CONDUCTOR CROSS SECTION-1001 to 1600sqmm | 3600000 | TEST
1 | DCCD/A93(B) | PRE QUALIFN. TEST(132kV)CABLE WITH CONDUCTOR CROSS SECTION-1001 to 1600sqmm | 10200000 | TEST
1 | DCCD/A84(f) | PRE QUALIFN. TEST(132kV)CABLE WITH CONDUCTOR CROSS SECTION-1600 to 2500sqmm | 4300000 | TEST
1 | DCCD/A93(C) | PRE QUALIFN. TEST(132kV)CABLE WITH CONDUCTOR CROSS SECTION-1600 to 2500sqmm | 11000000 | TEST
1 | DCCD/A84(g) | PRE QUALIFN. TEST(220kV)CABLE WITH CONDUCTOR CROSS SECTION-1000sqmm | 7100000 | TEST
1 | DCCD/A88(A) | PRE QUALIFN. TEST(220kV)CABLE WITH CONDUCTOR CROSS SECTION-1000sqmm | 21400000 | TEST
1 | DCCD/A84(h) | PRE QUALIFN. TEST(220kV)CABLE WITH CONDUCTOR CROSS SECTION-1001 to 1600sqmm | 7300000 | TEST
1 | DCCD/A88(B) | PRE QUALIFN. TEST(220kV)CABLE WITH CONDUCTOR CROSS SECTION-1001 to 1600sqmm | 22000000 | TEST
1 | DCCD/A84(i) | PRE QUALIFN. TEST(220kV)CABLE WITH CONDUCTOR CROSS SECTION-1600 to 2500sqmm | 8100000 | TEST
1 | DCCD/A88(C) | PRE QUALIFN. TEST(220kV)CABLE WITH CONDUCTOR CROSS SECTION-1600 to 2500sqmm | 24300000 | TEST
1 | DCCD/A91(A) | PRE QUALIFN. TEST(400kV)CABLE WITH CONDUCTOR CROSS SECTION-1000sqmm | 30000000 | TEST
1 | DCCD/A91(B) | PRE QUALIFN. TEST(400kV)CABLE WITH CONDUCTOR CROSS SECTION-1001 to 1600sqmm | 32000000 | TEST
1 | DCCD/A91(C) | PRE QUALIFN. TEST(400kV)CABLE WITH CONDUCTOR CROSS SECTION-1600 to 2500sqmm | 35000000 | TEST
1 | DCCD/A84(a) | PRE QUALIFN. TEST(66kV)CABLE WITH CONDUCTOR CROSS SECTION-1000sqmm | 2300000 | TEST
1 | DCCD/A92(a) | PRE QUALIFN. TEST(66kV)CABLE WITH CONDUCTOR CROSS SECTION-1000sqmm | 6900000 | TEST
1 | DCCD/A84(b) | PRE QUALIFN. TEST(66kV)CABLE WITH CONDUCTOR CROSS SECTION-1001 to 1600sqmm | 2700000 | TEST
1 | DCCD/A92(B) | PRE QUALIFN. TEST(66kV)CABLE WITH CONDUCTOR CROSS SECTION-1001 to 1600sqmm | 7500000 | TEST
1 | DCCD/A84(c) | PRE QUALIFN. TEST(66kV)CABLE WITH CONDUCTOR CROSS SECTION-1600 to 2500sqmm | 3100000 | TEST
1 | DCCD/A92(C) | PRE QUALIFN. TEST(66kV)CABLE WITH CONDUCTOR CROSS SECTION-1600 to 2500sqmm | 8000000 | TEST
1 | DCCD-A39 | PRECEE TEST ON ARMOUR WIRES | 550 | TEST
1 | DCCD-A39 | PRECEE TEST ON ARMOUR WIRES | 700 | TEST
1 | DCCD-A40 | PRECEE TEST ON GALVANISED MATERIAL (OTHER THAN ARMOUR WIRES/STRIPES) (FOR SAMPLE LESS THAN 10 CM DIA | 1300 | TEST
1 | DCCD-A40 | PRECEE TEST ON GALVANISED MATERIAL (OTHER THAN ARMOUR WIRES/STRIPES) (FOR SAMPLE LESS THAN 10 CM DIA | 1600 | TEST
1 | DCCD-A41 | PRECEE TEST ON GALVANISED MATERIALS (OTHE THAN ARMOUR WIRES/STRIPES) (FOR SAMPLE MORE THAN CMS DIA/H | 3100 | TEST
1 | DCCD-A41 | PRECEE TEST ON GALVANISED MATERIALS (OTHE THAN ARMOUR WIRES/STRIPES) (FOR SAMPLE MORE THAN CMS DIA/H | 3750 | TEST
1 | PAGE 150 | PRELIMINARY REPORTS | 400 | TEST
1 | PAGE 150 | PRELIMINARY REPORTS. | 450 | TEST
1 | DCCD-A60 | PREP. OF TERMINATION OF PD TEST/HVAC TEST/IMPULSE TEST/TAN DELTA TEST USING WATER TERMINATION SYSTEM | 9750 | TEST
1 | DCCD-A60 | PREP. OF TERMINATION OF PD TEST/HVAC TEST/IMPULSE TEST/TAN DELTA TEST USING WATER TERMINATION SYSTEM | 11700 | TEST
1 | DCCD-A35 | PREPARATION OF CABLE TERMINATION FOR SHORT CIRCUIT TEST (PER CORE) | 3100 | TEST
1 | DCCD-A35 | PREPARATION OF CABLE TERMINATION FOR SHORT CIRCUIT TEST (PER CORE) | 3750 | TEST
1 | DCCD/A30 | PREPARATION OF TERMINATINO FOR PD/HVAC TEST | 40000 | TEST
1 | DCCD-A30 | PREPARATION OF TERMINATION FOR PD/HVAC/IMPULSE TESTS(PER CORE/TEST) | 18550 | TEST
1 | DCCD-A30 | PREPARATION OF TERMINATION FOR PD/HVAC/IMPULSE TESTS(PER CORE/TEST) | 22300 | TEST
1 | DCCD-A21 | PREPARATION OF TERMINATION-WATER TERMINATION SYSTEM (WTS) | 22000 | TEST
1 | DCCD-A21 | PREPARATION OF TERMINATION-WATER TERMINATION SYSTEM (WTS) | 26400 | TEST
1 | DCCD-A59 | PREPARATION OF TERMINATIONS FOR PD TEST/HVAC TEST/IMPULSE TEST/TAN DELTA TESTS USING WATER TERMINATI | 4900 | TEST
1 | DCCD-A59 | PREPARATION OF TERMINATIONS FOR PD TEST/HVAC TEST/IMPULSE TEST/TAN DELTA TESTS USING WATER TERMINATI | 5900 | TEST
1 | DCCD-A58 | PREPARATION OF TERMINATIONS FOR PD TEST/HVAC TEST/IMPULSE TEST/TAN DELTA TESTS(USING OIL TERMINATION | 1550 | TEST
1 | DCCD-A58 | PREPARATION OF TERMINATIONS FOR PD TEST/HVAC TEST/IMPULSE TEST/TAN DELTA TESTS(USING OIL TERMINATION | 1900 | TEST
1 | DCCD-C117 | REACTIVE COMPENSATION TEST ON APFC PANEL UPTO & INCLUDING 50 KVAR OR PART THEREOF | 38850 | PER SAMPLE
1 | DCCD-C117 | REACTIVE COMPENSATION TEST ON APFC PANEL UPTO & INCLUDING 50 KVAR OR PART THEREOF | 46650 | PER SAMPLE
1 | DCCD-C99 | REPEATED CHARGE/DISCHARGE ON HD CAPACITORS(PER 100 CYCLES OR PART THEREOF) | 2500 | PER SAMPLE
1 | DCCD-C99 | REPEATED CHARGE/DISCHARGE ON HD CAPACITORS(PER 100 CYCLES OR PART THEREOF) | 3000 | PER SAMPLE
1 | DCCD-C35 | ROBUSTNESS OF TERMINATION/SOLDERING TEST/VIBRATION | 550 | TEST
1 | DCCD-C35 | ROBUSTNESS OF TERMINATION/SOLDERING TEST/VIBRATION | 700 | TEST
1 | DCCD-C43 | ROUTINE TEST ON MOTOR START/FIXED CAPACITORS | 12200 | TEST
1 | DCCD-C43 | ROUTINE TEST ON MOTOR START/FIXED CAPACITORS | 14650 | TEST
1 | DCCD-C44 | ROUTINE/INITIAL TEST (IS: 1569-1976) | 30400 | TEST
1 | DCCD-C44 | ROUTINE/INITIAL TEST (IS: 1569-1976) | 36500 | TEST
1 | DCCD-A61 | SC TEST ON CABLE UPTO 25 SQ. MM/ON METALLIC SCREEN/ARMOUR OF CABLES/SHARING OF CURRENT THROUGH/METAL | 4900 | TEST
1 | DCCD-A61 | SC TEST ON CABLE UPTO 25 SQ. MM/ON METALLIC SCREEN/ARMOUR OF CABLES/SHARING OF CURRENT THROUGH/METAL | 5900 | TEST
1 | DCCD-C62 | SEALING TEST ON HT CAPACITORS(PER SAMPLE) (FOR 4 HOURS OR PART THEREOF) | 5200 | TEST
1 | DCCD-C62 | SEALING TEST ON HT CAPACITORS(PER SAMPLE) (FOR 4 HOURS OR PART THEREOF) | 6250 | TEST
1 | DCCD-C5 | SEALING TEST ON LT/HT CAPACITOR (PER SAMPLE) (FOR 4 HRS. OR PART THEREOF) | 1100 | TEST
1 | DCCD-C5 | SEALING TEST ON LT/HT CAPACITOR (PER SAMPLE) (FOR 4 HRS. OR PART THEREOF) | 1350 | TEST
1 | DCCD-C8 | SELF HEALING TEST(HVAC/HVDC METHOD) | 3700 | TEST
1 | DCCD-C8 | SELF HEALING TEST(HVAC/HVDC METHOD) | 4450 | TEST
1 | DCCD-B4 | SEPERATION OF CORES | 2500 | TEST
1 | DCCD-B4 | SEPERATION OF CORES | 3000 | TEST
1 | DCCD-C84 | SHORT CIRCUIT DISCHARGE TEST CAPACITOR DISCHARGE TEST | 31600 | TEST
1 | DCCD-C84 | SHORT CIRCUIT DISCHARGE TEST CAPACITOR DISCHARGE TEST | 63200 | TEST
1 | DCCD-C57 | SHORT CIRCUIT DISCHARGE TEST ON HT | 3100 | PER SHOT
1 | DCCD-C57 | SHORT CIRCUIT DISCHARGE TEST ON HT | 3750 | PER SHOT
1 | SHORT CIRCUIT DISCHARGE TEST ON HT CAPACITOR (PER SHOT) 18475 | SHORT CIRCUIT DISCHARGE TEST ON HT CAPACITOR (PER SHOT) 18475 | 68 | TEST
1 | DCCD-C89 | SHORT CIRCUIT DISCHARGE TEST/CAPACITOR DISCHARGE TEST | 43700 | TEST
1 | DCCD-C89 | SHORT CIRCUIT DISCHARGE TEST/CAPACITOR DISCHARGE TEST | 87400 | TEST
1 | DCCD-C78 | SHORT CIRCUIT DISCHARGE TEST/CAPACITOR DISCHARGE TEST ON HT CAPACITOR | 31600 | TEST
1 | DCCD-C78 | SHORT CIRCUIT DISCHARGE TEST/CAPACITOR DISCHARGE TEST ON HT CAPACITOR | 63200 | TEST
1 | DCCD-C67 | SHORT CIRCUIT DISCHARGE/CAPACITOR DISCHARGE TEST ON HT CAPACITOR | 4300 | TEST
1 | DCCD-C67 | SHORT CIRCUIT DISCHARGE/CAPACITOR DISCHARGE TEST ON HT CAPACITOR | 5200 | TEST
1 | DCCD-C7 | SHORT CIRCUIT DISCHARGE/CAPACITOR DISCHARGE TEST ON LT CAPACITORS | 3100 | TEST
1 | DCCD-C7 | SHORT CIRCUIT DISCHARGE/CAPACITOR DISCHARGE TEST ON LT CAPACITORS | 3750 | TEST
1 | DCCD-A48 | SHRINKAGE/HEAT SHOCK TEST FOR INSULATION & SHEATH OF PLASTIC CABLES | 800 | TEST
1 | DCCD-A48 | SHRINKAGE/HEAT SHOCK TEST FOR INSULATION & SHEATH OF PLASTIC CABLES | 1000 | TEST
1 | DCCD-B5 | SMOKE DENSITY BY 3 METRECUBE TEST CHAMBER | 9450 | TEST
1 | DCCD-B5 | SMOKE DENSITY BY 3 METRECUBE TEST CHAMBER | 11350 | TEST
1 | DCCD - B1 | SMOKE DENSITY TEST (USING NBS CHAMBER) | 5750 | TEST
1 | DCCD - B1 | SMOKE DENSITY TEST (USING NBS CHAMBER) | 6900 | TEST
1 | DCCD-B12 | SMOKE DENSITY TEST AS PER ASTM 2843 ON FRLS CABLE | 5750 | TEST
1 | DCCD-B12 | SMOKE DENSITY TEST AS PER ASTM 2843 ON FRLS CABLE | 6900 | TEST
1 | DCCD-B15 | SMOKE DENSITY TEST(ASTM D 2843) | 3400 | TEST
1 | DCCD-B15 | SMOKE DENSITY TEST(ASTM D 2843) | 4100 | TEST
1 | DCCD-B3 | SNATCH TEST | 700 | TEST
1 | DCCD-B3 | SNATCH TEST | 850 | TEST
1 | DCCD-B3 | SNATCH TEST | 850 | TEST
1 | DCCD-C32a | SPECIAL TESTS/TYPE TESTS ON LT POWER CAPACITORS-A) FROM 1 KVAR UPTO & INCLUDING 4 KVAR | 63100 | PER SAMPLE
1 | DCCD-C32a | SPECIAL TESTS/TYPE TESTS ON LT POWER CAPACITORS-A) FROM 1 KVAR UPTO & INCLUDING 4 KVAR | 75750 | PER SAMPLE
1 | DCCD-C32b | SPECIAL TESTS/TYPE TESTS ON LT POWER CAPACITORS-B) ABOVE 4 KVAR UPTO & INCLUDING 10 KVAR | 87350 | PER SAMPLE
1 | DCCD-C32b | SPECIAL TESTS/TYPE TESTS ON LT POWER CAPACITORS-B) ABOVE 4 KVAR UPTO & INCLUDING 10 KVAR | 104850 | PER SAMPLE
1 | DCCD-C32c | SPECIAL TESTS/TYPE TESTS ON LT POWER CAPACITORS-C) ABOVE 10 KVAR UPTO & INCLUDING 30 KVAR | 103150 | PER SAMPLE
1 | DCCD-C32c | SPECIAL TESTS/TYPE TESTS ON LT POWER CAPACITORS-C) ABOVE 10 KVAR UPTO & INCLUDING 30 KVAR | 123800 | PER SAMPLE
1 | SCM4.2A | ST W/S & CURRENT TEST ABOVE 35kA & UPTO 50kA(DRIVING VOLT.>1.5kV) | 97000 | TEST
1 | ST74i | ST74.1-NO LOAD & LOAD LOSS MEASUREMENT OF TRANSFER - RATING FROM 5KVA TO 630 KVA | 9300 | TEST
1 | DCCD-C83 | STABILITY TEST | 91000 | TEST
1 | DCCD-C88 | STABILITY TEST | 103150 | TEST
1 | DCCD-C83 | STABILITY TEST | 182000 | TEST
1 | DCCD-C88 | STABILITY TEST | 206300 | TEST
1 | DCCD-C59 | STABILITY TEST (INCLUDING CAPACITANCE M.MENT AFTER TEST) ON HT CAPACITOR ABOVE 200 KVAR & LESS THAN | 38850 | TEST
1 | DCCD-C59 | STABILITY TEST (INCLUDING CAPACITANCE M.MENT AFTER TEST) ON HT CAPACITOR ABOVE 200 KVAR & LESS THAN | 46650 | TEST
1 | DCCD-C58 | STABILITY TEST (INCLUDING CAPACITANCE M.MENT AFTER TEST) ON HT CAPACITOR UPTO & INCLUDING 200 KVAR | 31600 | TEST
1 | DCCD-C58 | STABILITY TEST (INCLUDING CAPACITANCE M.MENT AFTER TEST) ON HT CAPACITOR UPTO & INCLUDING 200 KVAR | 37950 | TEST
1 | DCCD-C63 | STABILITY TEST (INCLUDING CAPACITANCE MEASUREMENT AFTER THE TEST) | 49800 | TEST
1 | DCCD-C63 | STABILITY TEST (INCLUDING CAPACITANCE MEASUREMENT AFTER THE TEST) | 59800 | TEST
1 | STABILITY TEST (INCLUDING CAPACITOR UPTO AND INCLUDING 200 Kvar C-58 19166 | STABILITY TEST (INCLUDING CAPACITOR UPTO AND INCLUDING 200 Kvar C-58 19166 | 689 | TEST
1 | DCCD-C19 | STABILITY TEST ON LT CAPACITORS ABOVE 10 KVAR UPTO & INCLUDING 30 KVAR | 13150 | TEST
1 | DCCD-C19 | STABILITY TEST ON LT CAPACITORS ABOVE 10 KVAR UPTO & INCLUDING 30 KVAR | 15800 | TEST
1 | DCCD-C20 | STABILITY TEST ON LT CAPACITORS ABOVE 30 KVAR UPTO & INCLUDING 50 KVAR | 27700 | TEST
1 | DCCD-C20 | STABILITY TEST ON LT CAPACITORS ABOVE 30 KVAR UPTO & INCLUDING 50 KVAR | 33250 | TEST
1 | DCCD-C17 | STABILITY TEST ON LT CAPACITORS FROM 1 KVAR UPTO & INCLUDING 4 KV AR | 5900 | TEST
1 | DCCD-C17 | STABILITY TEST ON LT CAPACITORS FROM 1 KVAR UPTO & INCLUDING 4 KV AR | 7100 | TEST
1 | DCCD-C18 | STABILITY TEST ON LT CAPACITPRS ABOVE 4 KVAR UPTO & INCLUDING 10KVAR | 8350 | TEST
1 | DCCD-C18 | STABILITY TEST ON LT CAPACITPRS ABOVE 4 KVAR UPTO & INCLUDING 10KVAR | 10050 | TEST
1 | DCCD-C73 | STABILITY TEST(INCL. CAPACITANCE MEASUREMENT AFTER THE TEST) | 61900 | TEST
1 | DCCD-C73 | STABILITY TEST(INCL. CAPACITANCE MEASUREMENT AFTER THE TEST) | 74300 | TEST
1 | DCCD-C77 | STABILITY TEST(INCLUDING CAPACITANCE MEASUREMENT AFTER THE TEST) | 91000 | TEST
1 | DCCD-C77 | STABILITY TEST(INCLUDING CAPACITANCE MEASUREMENT AFTER THE TEST) | 182000 | TEST
1 | DCCD-A81 | STATIC FLEXIBILITY TEST | 700 | TEST
1 | DCCD-A81 | STATIC FLEXIBILITY TEST | 850 | TEST
1 | DCCD-C122 | STRAY CAPACITANCE & STRAY INDUCTANCE MEASUREMENTS OF TRANSFORMER LV TERMINALS | 15600 | TEST
1 | DCCD-C122 | STRAY CAPACITANCE & STRAY INDUCTANCE MEASUREMENTS OF TRANSFORMER LV TERMINALS | 18750 | TEST
1 | DCCD-E2 | SURGE COMPARISON TEST/DC RESISTANCE MEASUREMENT/RECOVERY VOLTAGE TEST(PER MEASUREMENT) | 9750 | TEST
1 | DCCD-E2 | SURGE COMPARISON TEST/DC RESISTANCE MEASUREMENT/RECOVERY VOLTAGE TEST(PER MEASUREMENT) | 19500 | TEST
1 | DCCD-F9 | TAN DELTA MEASUREMENTS ON BUSHING OF POTENTIAL/CURRENT TRANSFORMERS UP TO 33 KV | 4100 | TEST
1 | DCCD-F9 | TAN DELTA MEASUREMENTS ON BUSHING OF POTENTIAL/CURRENT TRANSFORMERS UP TO 33 KV | 4950 | TEST
1 | DCCD/TRF/03,15.07.11 | TEMP. MESUREMENT & RECORDING USING DATA LOGGER ABOVE 1000 HOURS UPTO 1500 HOURS | 55000 | SAMPLE
1 | DCCD/TRF/03,15.07.11 | TEMP. MESUREMENT & RECORDING USING DATA LOGGER ABOVE 200 HRSW UPTO 500 HOURS | 32000 | SAMPLE
1 | DCCD/TRF/03,15.07.11 | TEMP. MESUREMENT & RECORDING USING DATA LOGGER ABOVE 48 HRS UPTO 200 HOURS | 30000 | SAMPLE
1 | DCCD/TRF/03,15.07.11 | TEMP. MESUREMENT & RECORDING USING DATA LOGGER ABOVE 500 HRS UPTO 750 HOURS | 35000 | SAMPLE
1 | DCCD/TRF/03,15.07.11 | TEMP. MESUREMENT & RECORDING USING DATA LOGGER ABOVE 750 UPTO 1000 HOURS | 40000 | SAMPLE
1 | DCCD/TRF/03,15.07.11 | TEMP. MESUREMENT & RECORDING USING DATA LOGGER ABOVE 8 HRS UPTO 48 HOURS | 24000 | SAMPLE
1 | DCCD/TRF/03,15.07.11 | TEMP. MESUREMENT & RECORDING USING DATA LOGGER UPTO & INCL. 8 HOURS | 12000 | SAMPLE
1 | DCCD-D8 | TEMP. RISE TEST ON "ON LOAD TAP CHANGER(OLTC) UPTO 1000A" (PER SAMPLE) | 29200 | PER SAMPLE
1 | DCCD-D13 | TEMP. RISE TEST ON "ON LOAD TAP CHANGER(OLTC) UPTO 1000A" (PER SAMPLE) | 58400 | PER SAMPLE
1 | TRF/03-7-1-15 | TEMP. RISE TEST ON APFC PANELS/CAPACITORS/CAPACITOR BANKS(ABOVE 200 KVAR UPTO 600 KVAR) | 12500 | per hour
1 | DCCD-D7 | TEMP. RISE TEST ON INSTRUMENT TRANSFORMERS/VOLTAGE TRANSFORMERS(EXCL. CURRENT TRANSFORMERS & POWER T | 3750 | PER SAMPLE
1 | DCCD-D12 | TEMP. RISE TEST ON INSTRUMENT TRANSFORMERS/VOLTAGE TRANSFORMERS(EXCL. CURRENT TRANSFORMERS & POWER T | 4500 | PER SAMPLE
1 | O.O.DCCD/TRF/05 | TEMP. RISE TEST/LOAD TEST ON LINE TRAPS ABOVE 1000A & UPTO 1500A | 150000 | TEST
1 | O.O.DCCD/TRF/05 | TEMP. RISE TEST/LOAD TEST ON LINE TRAPS ABOVE 1500A & UPTO 2000A | 200000 | TEST
1 | 7.2.1 | TEMP.RISE -50 to 200 kvar, LV APFC PANEL | 75000 | TEST
1 | DCCD/TRF/03/13-14 | TEMP.RISE TEST ON APFC PANELS/CAPACITORS/BANKS ABOVE 600 KVAR | 125000 | PER SAMPLE
1 | DCCD/TRF/03/13-14 | TEMP.RISE TEST ON APFC PANELS/CAPACITORS/BANKS ABOVE 600 KVAR (MORTHAN 8 HRS) | 15625 | PER HOUR
1 | DCCD/TRF/01/14-15 | TEMP.RISE TEST ON APFC PANELS/CAPACITORS/CAP.BANKS(upto & incl.200 kvar (beyond.8 hrs) | 9375 | per hour
1 | DCCD/TRF/01/14-15 | TEMP.RISE TEST ON APFC PANELS/CAPACITORS/CAP.BANKS(upto & incl.200 kvar (min.8 hrs) | 75000 | TEST
1 | DCCD-B8 | TEMPERATURE INDEX TEST ON FRLS CABLE (PER SAMPLE) | 7500 | TEST
1 | DCCD-B8 | TEMPERATURE INDEX TEST ON FRLS CABLE (PER SAMPLE) | 9000 | TEST
1 | TEMPERATURE MEASUREMENT & RECORDING USING DATA LOGGER SYSTEM ABOVE 8HRS. UPTO INCLUDING 48 HOURS (PE | TEMPERATURE MEASUREMENT & RECORDING USING DATA LOGGER SYSTEM ABOVE 8HRS. UPTO INCLUDING 48 HOURS (PE | 435 | TEST
1 | TEMPERATURE MEASUREMENT & RECORDING USING DATA LOGGER SYSTEM UPTO & INCLUDING 8 HOURS (MIN) (PER SAM | TEMPERATURE MEASUREMENT & RECORDING USING DATA LOGGER SYSTEM UPTO & INCLUDING 8 HOURS (MIN) (PER SAM | 12000 | TEST
1 | SC-ST68 (v) | TEMPERATURE RISE TEST - ABOVE 30001A TO 4000A | 19000 | TEST
1 | SC-ST68 (vi) | TEMPERATURE RISE TEST - ABOVE 4001A TO 5000A | 23350 | TEST
1 | SC-ST68 (vii) | TEMPERATURE RISE TEST - ABOVE 5001A TO 6000A | 24350 | TEST
1 | SC-ST68 (viii) | TEMPERATURE RISE TEST - ABOVE 6001A TO 7000A | 26650 | TEST
1 | SC-ST68(x) | TEMPERATURE RISE TEST - ABOVE 8001A UPTO 9000A | 32350 | TEST
1 | SC-ST68(xi) | TEMPERATURE RISE TEST - ABOVE 9001A UPTO 10000A | 35900 | TEST
1 | SC-ST68(ix) | TEMPERATURE RISE TEST ABOVE 7001A UPTO 8000A | 29550 | TEST
1 | DCCD-D9 | TEMPERATURE RISE TEST ON "ON LOAD TAP CHANGER (OLTC) FROM 1001AA TO 2000A | 36000 | TEST
1 | DCCD-D14 | TEMPERATURE RISE TEST ON "ON LOAD TAP CHANGER (OLTC) FROM 1001AA TO 2000A | 72000 | TEST
1 | TRF/03-7-1-15 | TEMPERATURE RISE TEST ON APFC PANELS/CAPACITORS/CAPACITOR BANKS(ABOVE 200 KVAR UPTO 600 KVAR) | 100000 | TEST
1 | DCCD-A72 | TEMPERATURE RISE TEST ON CABLE TERMINATION CONTAINING OIL OR OIL COMPOUND( PER TEST) | 3700 | TEST
1 | DCCD-A72 | TEMPERATURE RISE TEST ON CABLE TERMINATION CONTAINING OIL OR OIL COMPOUND( PER TEST) | 4450 | TEST
1 | DCCD/TRF-05 | TEMPERATURE RISE TEST ON LINE TRAPS UPTO AND INCL. 1000AMPS | 100000 | TEST
1 | DCCD/TRF-03 | TEMPERATURE RISE TEST ON REACTORS UPTO AND INCL. 100AMPS | 30000 | TEST
1 | CD/TRF/01/2020-21 | TEMPERATURE RISE TEST/LOAD TEST ON LINE TRAP ABOVE 2001A UP TO & INCLUDING 2500A | 357800 | TEST
1 | CD/TRF/01/2020-21 | TEMPERATURE RISE TEST/LOAD TEST ON LINE TRAP ABOVE 2501A UPTO & INCLUDING 3000A | 489800 | TEST
1 | CD/TRF/01/2020-21 | TEMPERATURE RISE TEST/LOAD TEST ON LINE TRAP ABOVE 3001A UP TO & INCLUDING 3500A | 626400 | TEST
1 | CD/TRF/01/2020-21 | TEMPERATURE RISE TEST/LOAD TEST ON LINE TRAP ABOVE 3501A UP TO & INCLUDING 4000A | 805000 | TEST
1 | TEMPERATURE RISE TEST/LOAD TEST ON LINE TRAP ON 4000A-21630 | TEMPERATURE RISE TEST/LOAD TEST ON LINE TRAP ON 4000A-21630 | 805000 | TEST
1 | DCCD H7(D) | TENSILE STRENGTH AND ELONGATION AT LOW TEMPERATURE | 9250 | TEST
1 | INS H-4 | TENSILE STRENGTH AND ELONGATION BY LASER EXTENTION METHOD | 5300 | TEST
1 | DCCD-A51 | TENSILE STRENGTH/ELONGATION AT BREAK (PER CORE/SHEATH-MAX OF 4 SAMPLE PIECES | 1550 | TEST
1 | DCCD-A51 | TENSILE STRENGTH/ELONGATION AT BREAK (PER CORE/SHEATH-MAX OF 4 SAMPLE PIECES | 3100 | TEST
1 | DCCD-A73 | TERMINATION FOR IMPULSE TEST ON HT CABLE | 3700 | TEST
1 | DCCD-A73 | TERMINATION FOR IMPULSE TEST ON HT CABLE | 4450 | TEST
1 | DCCD/TRF/03 15.01.14 | TEST BAY OCCUPATION CHARGES | 30000 | DAY
1 | DCCD-C119 | TEST BETWEEN TERMINALS HV & LV | 3100 | TEST
1 | DCCD-C119 | TEST BETWEEN TERMINALS HV & LV | 3750 | TEST
1 | DCCD-C3 | TEST FOR CAPACITOR LOSSES | 550 | TEST
1 | DCCD-C3 | TEST FOR CAPACITOR LOSSES | 700 | TEST
1 | DCCD-C2 | TEST FOR EFFICACY OF DISCHARGE DEVICE | 550 | TEST
1 | DCCD-C60 | TEST FOR EFFICACY OF DISCHARGE DEVICE | 2500 | TEST
1 | DCCD-C2 | TEST FOR EFFICACY OF DISCHARGE DEVICE | 700 | TEST
1 | DCCD-C60 | TEST FOR EFFICACY OF DISCHARGE DEVICE | 3000 | TEST
1 | DCCD-A46 | TEST FOR THICKNESS /DIA OF LEAD SHEATH/ARMOUR WIRES/STRIPES/TAPES/DIA OF ARMOUR SHEETS(SAMPLE PIECE) | 700 | TEST
1 | DCCD-A46 | TEST FOR THICKNESS /DIA OF LEAD SHEATH/ARMOUR WIRES/STRIPES/TAPES/DIA OF ARMOUR SHEETS(SAMPLE PIECE) | 850 | TEST
1 | DCCD-A43 | TEST FOR THICKNESS OF INSULATION & SHEATHS OF HT CABLES (PER TEST) | 1900 | TEST
1 | DCCD-A43 | TEST FOR THICKNESS OF INSULATION & SHEATHS OF HT CABLES (PER TEST) | 2300 | TEST
1 | DCCD-A44 | TEST FOR THICKNESS OF INSULATION & SHEATHS OF LT CABLES (PER TEST) | 1300 | TEST
1 | DCCD-A44 | TEST FOR THICKNESS OF INSULATION & SHEATHS OF LT CABLES (PER TEST) | 1600 | TEST
1 | DCCD-A45 | TEST FOR THICKNESS OF INSULATION & SHEATHS ON DOMESTIC/CONTROL CABLES (UPTO A MAX. OF 5 CORES OR PAR | 700 | TEST
1 | DCCD-A45 | TEST FOR THICKNESS OF INSULATION & SHEATHS ON DOMESTIC/CONTROL CABLES (UPTO A MAX. OF 5 CORES OR PAR | 850 | TEST
1 | TEST FOR VISUAL EXAMINATION /CHECK OR VERIFICATION OF DIMENSIONS FOR CERTIFYING DRAWING (EXTERNAL) O | TEST FOR VISUAL EXAMINATION /CHECK OR VERIFICATION OF DIMENSIONS FOR CERTIFYING DRAWING (EXTERNAL) O | 24.5 | NOS
1 | CD | TEST FOR VISUAL EXAMINATION CHECK OR VERIFICATION OF DIMENSION FOR CERTIFYING DRAWING (EXTERNAL)-184 | 1350 | TEST
1 | TEST FOR VISUAL EXAMINATION CHECK OR VERIFICATION OF DIMENSION FOR CERTIFYING DRAWING (EXTERNAL)-184 | TEST FOR VISUAL EXAMINATION CHECK OR VERIFICATION OF DIMENSION FOR CERTIFYING DRAWING (EXTERNAL)-184 | 1350 | TEST
1 | TEST FOR VISUAL EXAMINATION CHECK OR VERIFICATION OF DIMENSIONS FOR CERTIFYING DRAWING (EXTERNAL)-18 | TEST FOR VISUAL EXAMINATION CHECK OR VERIFICATION OF DIMENSIONS FOR CERTIFYING DRAWING (EXTERNAL)-18 | 24.45 | TEST
1 | TEST FOR VISUAL EXAMINATION CHECK OR VERIFICATION OF DIMENSIONS FOR CERTIFYING DRAWING (EXTERNAL)-18 | TEST FOR VISUAL EXAMINATION CHECK OR VERIFICATION OF DIMENSIONS FOR CERTIFYING DRAWING (EXTERNAL)-18 | 24.45 | TEST
1 | TEST FOR VISUAL EXAMINATION/CHECK OR VERIFICATION OF DIMENSIONS FOR CERTIFYING DRAWING (EXTERNAL) OF | TEST FOR VISUAL EXAMINATION/CHECK OR VERIFICATION OF DIMENSIONS FOR CERTIFYING DRAWING (EXTERNAL) OF | 24.5 | TEST
1 | DCCD-C6 | TEST FOR VISUAL EXAMINATION/CHECK OR VERIFICATION OF DIMENSIONS FOR CERTIFYING DRAWING(EXTL) OF SOME | 450 | TEST
1 | DCCD-C6 | TEST FOR VISUAL EXAMINATION/CHECK OR VERIFICATION OF DIMENSIONS FOR CERTIFYING DRAWING(EXTL) OF SOME | 550 | TEST
1 | DCCD-C115 | TEST FOR VISUAL EXAMINATION/CHECK OR VERIFICATION OF DIMENSIONS FOR CERTIFYING DRG.(EXTL) OF SOME OF | 1100 | PER SAMPLE
1 | DCCD-C115 | TEST FOR VISUAL EXAMINATION/CHECK OR VERIFICATION OF DIMENSIONS FOR CERTIFYING DRG.(EXTL) OF SOME OF | 1350 | PER SAMPLE
1 | DCCD-C96 | TEST FOR VISUAL EXAMINATION/OR VERIFICATION OF DIMENSIONS FOR CERTIFYING DRG.(EXT) OF SOME OF THE SA | 1100 | PER SAMPLE
1 | DCCD-C96 | TEST FOR VISUAL EXAMINATION/OR VERIFICATION OF DIMENSIONS FOR CERTIFYING DRG.(EXT) OF SOME OF THE SA | 1350 | PER SAMPLE
1 | DCCD-B9 | TEST ON BUNCHED CABLE AS PER IEC 383 | 60800 | TEST
1 | DCCD-B9 | TEST ON BUNCHED CABLE AS PER IEC 383 | 73000 | TEST
1 | DCCD-F11 | TEST ON CONTACTORS FOR SWITCHING WITH CAPACITIVE LOAD UPTO A RATING OF 25 AMPS OR PART THEREOF & UPT | 4750 | TEST
1 | DCCD-F11 | TEST ON CONTACTORS FOR SWITCHING WITH CAPACITIVE LOAD UPTO A RATING OF 25 AMPS OR PART THEREOF & UPT | 5700 | TEST
1 | DCCD-C120 | TEST ON COUPLING CAPACITORS AC VOLTAGE TEST BETWEEN LV & GROUND | 700 | TEST
1 | DCCD-C120 | TEST ON COUPLING CAPACITORS AC VOLTAGE TEST BETWEEN LV & GROUND | 850 | TEST
1 | DCCD-F24 | TEST ON ELEC. EQUIPMENT ENERGISED FOR VOLTAGE(AC OR DC) &CURRENT FOR 1 HR. OR PART THEREOF-ABOVE 100 | 2000 | TEST
1 | DCCD-F24 | TEST ON ELEC. EQUIPMENT ENERGISED FOR VOLTAGE(AC OR DC) &CURRENT FOR 1 HR. OR PART THEREOF-ABOVE 100 | 2400 | TEST
1 | DCCD-F23 | TEST ON ELEC.EQUIPMENT ENERGISED FOR VOLTAGE(AC OR DC) & CURRENT FOR 1 HR. OR PART THEREOF-UPTO100 A | 1050 | TEST
1 | DCCD-F23 | TEST ON ELEC.EQUIPMENT ENERGISED FOR VOLTAGE(AC OR DC) & CURRENT FOR 1 HR. OR PART THEREOF-UPTO100 A | 1300 | TEST
1 | DCCD-C76 | TEST ON HT CAPACITORS(PER SAMPLE) VOLTAGE TEST BETWEEN TERMINALS(HVDC & HVAC) | 12200 | PER SAMPLE
1 | DCCD-C76 | TEST ON HT CAPACITORS(PER SAMPLE) VOLTAGE TEST BETWEEN TERMINALS(HVDC & HVAC) | 24400 | PER SAMPLE
1 | DCCD-C53 | TEST ON HT POWER CAPACITOR ( PER SAMPLE)-VOLTAGE TEST BETWEEN TERMINALS(HVDC-HVAC) | 5100 | PER SAMPLE
1 | DCCD-C53 | TEST ON HT POWER CAPACITOR ( PER SAMPLE)-VOLTAGE TEST BETWEEN TERMINALS(HVDC-HVAC) | 6150 | PER SAMPLE
1 | DCCD-C69 | TEST ON HT POWER CAPACITORS (PER SAMPLE)-VOLTAGE TEST BETWEEN TERMINALS(HVDC/HVDC) | 6950 | PER SAMPLE
1 | DCCD-C69 | TEST ON HT POWER CAPACITORS (PER SAMPLE)-VOLTAGE TEST BETWEEN TERMINALS(HVDC/HVDC) | 8350 | PER SAMPLE
1 | DCCD-A38 | TEST ON JOINTS OF POLYMERIC CABLES FOR VOLTAGE GRADES UPTO & INCL. 3.3 KV AS PER RELEVANT SDPECIFICA | 650 | TEST
1 | DCCD-A38 | TEST ON JOINTS OF POLYMERIC CABLES FOR VOLTAGE GRADES UPTO & INCL. 3.3 KV AS PER RELEVANT SDPECIFICA | 800 | TEST
1 | DCCD-F22 | TEST ON WINDOW REGULATOR FOR AUTOMOBILES-APPLICATION OF VOLTAGE FOR WINDOW REGULATORS FOR 8 HRS OR P | 1050 | TEST
1 | DCCD-F22 | TEST ON WINDOW REGULATOR FOR AUTOMOBILES-APPLICATION OF VOLTAGE FOR WINDOW REGULATORS FOR 8 HRS OR P | 1300 | TEST
1 | DCCD-F20 | TEST ON WINDOW REGULATOR FOR AUTOMOBILES-CURRENT TRACE/TORQUE TRACE PER OSCILLOGRAM | 650 | TEST
1 | DCCD-F20 | TEST ON WINDOW REGULATOR FOR AUTOMOBILES-CURRENT TRACE/TORQUE TRACE PER OSCILLOGRAM | 800 | TEST
1 | DCCD-F21 | TEST ON WINDOW REGULATOR FOR AUTOMOBILES-TORQUE M.MENT ON MANUAL WINDOW REGULATORS FOR 4 M.MENTS | 650 | TEST
1 | DCCD-F21 | TEST ON WINDOW REGULATOR FOR AUTOMOBILES-TORQUE M.MENT ON MANUAL WINDOW REGULATORS FOR 4 M.MENTS | 800 | TEST
1 | DCCD-C130 | TESTING OF (MPP) FILM - ELECTRICAL WEAK SPOT DETECTION IN CAPACITOR FILM(PER ROLL) | 60000 | TEST
1 | M&P O/O 07/010/09 | TESTING OF METTALISED POLYPROPYLENE (MPP) FILM TO DETECT ELEC, WEAK SPOTS | 50000 | TEST
1 | DCCD-F3 | TESTING OF OVER CURRENT RELEASE FOR CIRCUIT BREAKER/SHORT TIME CURRENT FOR COMPARISON M.MENTS ON CTS | 6300 | PER SAMPLE
1 | DCCD-F3 | TESTING OF OVER CURRENT RELEASE FOR CIRCUIT BREAKER/SHORT TIME CURRENT FOR COMPARISON M.MENTS ON CTS | 7600 | PER SAMPLE
1 | DCCD-F25j | TESTS ON CONSTANT CURREN T REGULATOR/VOLTAGE STABILIZER-SHORT CIRCUIT TEST | 500 | TEST
1 | DCCD-F25j | TESTS ON CONSTANT CURREN T REGULATOR/VOLTAGE STABILIZER-SHORT CIRCUIT TEST | 600 | TEST
1 | DCCD-F25a | TESTS ON CONSTANT CURRENT REGULATOR/VOLTAGE STABILISER(PER TEST)-REMOTE CONTROL TEST | 500 | TEST
1 | DCCD-F25a | TESTS ON CONSTANT CURRENT REGULATOR/VOLTAGE STABILISER(PER TEST)-REMOTE CONTROL TEST | 600 | TEST
1 | DCCD-F25h | TESTS ON CONSTANT CURRENT REGULATOR/VOLTAGE STABILIZER-CURRENT PROTECTION TEST | 500 | TEST
1 | DCCD-F25h | TESTS ON CONSTANT CURRENT REGULATOR/VOLTAGE STABILIZER-CURRENT PROTECTION TEST | 600 | TEST
1 | DCCD-F25b | TESTS ON CONSTANT CURRENT REGULATOR/VOLTAGE STABILIZER-EFFICACY & POWER FREQUENCY | 500 | TEST
1 | DCCD-F25b | TESTS ON CONSTANT CURRENT REGULATOR/VOLTAGE STABILIZER-EFFICACY & POWER FREQUENCY | 600 | TEST
1 | DCCD-F25e | TESTS ON CONSTANT CURRENT REGULATOR/VOLTAGE STABILIZER-INDUCTIVE DEVICE TEST | 500 | TEST
1 | DCCD-F25e | TESTS ON CONSTANT CURRENT REGULATOR/VOLTAGE STABILIZER-INDUCTIVE DEVICE TEST | 600 | TEST
1 | DCCD-F25g | TESTS ON CONSTANT CURRENT REGULATOR/VOLTAGE STABILIZER-OPEN CIRCUIT TEST | 500 | TEST
1 | DCCD-F25g | TESTS ON CONSTANT CURRENT REGULATOR/VOLTAGE STABILIZER-OPEN CIRCUIT TEST | 600 | TEST
1 | DCCD-F25k | TESTS ON CONSTANT CURRENT REGULATOR/VOLTAGE STABILIZER-OUTPUT TEST | 500 | TEST
1 | DCCD-F25k | TESTS ON CONSTANT CURRENT REGULATOR/VOLTAGE STABILIZER-OUTPUT TEST | 600 | TEST
1 | DCCD-F25m | TESTS ON CONSTANT CURRENT REGULATOR/VOLTAGE STABILIZER-OVER VOLTAGE AND UNDER VOLTAGE CUT OFF TESTS | 500 | TEST
1 | DCCD-F25m | TESTS ON CONSTANT CURRENT REGULATOR/VOLTAGE STABILIZER-OVER VOLTAGE AND UNDER VOLTAGE CUT OFF TESTS | 600 | TEST
1 | DCCD-F25f | TESTS ON CONSTANT CURRENT REGULATOR/VOLTAGE STABILIZER-PROTECTIVE DEVICE TEST | 500 | TEST
1 | DCCD-F25f | TESTS ON CONSTANT CURRENT REGULATOR/VOLTAGE STABILIZER-PROTECTIVE DEVICE TEST | 600 | TEST
1 | DCCD-F25i | TESTS ON CONSTANT CURRENT REGULATOR/VOLTAGE STABILIZER-REGULATION TEST | 500 | TEST
1 | DCCD-F25i | TESTS ON CONSTANT CURRENT REGULATOR/VOLTAGE STABILIZER-REGULATION TEST | 600 | TEST
1 | DCCD-F25d | TESTS ON CONSTANT CURRENT REGULATOR/VOLTAGE STABILIZER-RESISTIVE LOAD AND REMOTE TEST | 500 | TEST
1 | DCCD-F25d | TESTS ON CONSTANT CURRENT REGULATOR/VOLTAGE STABILIZER-RESISTIVE LOAD AND REMOTE TEST | 600 | TEST
1 | DCCD-F25c | TESTS ON CONSTANT CURRENT REGULATOR/VOLTAGE STABILIZER-RESISTIVE LOAD TEST | 500 | TEST
1 | DCCD-F25c | TESTS ON CONSTANT CURRENT REGULATOR/VOLTAGE STABILIZER-RESISTIVE LOAD TEST | 600 | TEST
1 | DCCD-F25l | TESTS ON CONSTANT CURRENT REGULATOR/VOLTAGE STABILIZER-VOLTAGE CORRECTION TEST | 500 | TEST
1 | DCCD-F25l | TESTS ON CONSTANT CURRENT REGULATOR/VOLTAGE STABILIZER-VOLTAGE CORRECTION TEST | 600 | TEST
1 | DCCD-C98 | TESTS ON HT CAPACITORS TRANSIENT OVER VOLTAGE TEST (170 CYCLES OR PART THEREOF) OVER LOAD RUN/AGEING | 5750 | PER SAMPLE
1 | DCCD-C98 | TESTS ON HT CAPACITORS TRANSIENT OVER VOLTAGE TEST (170 CYCLES OR PART THEREOF) OVER LOAD RUN/AGEING | 6900 | PER SAMPLE
1 | DCCD-F30 | THERMAL STABILITY TEST ON CURRENT TRANSFORMER ABOVE 145 kV UPTO AND INCLUDING 220 kV | 800000 | TEST
1 | DCCD-F29 | THERMAL STABILITY TEST ON CURRENT TRANSFORMER UPTO AND INCLUDING 145 kV | 600000 | TEST
1 | DCCD-A37 | THERMAL STABILITY TEST ON PVC INSULATION/SHEATH (PER TEST) | 2500 | TEST
1 | DCCD-A37 | THERMAL STABILITY TEST ON PVC INSULATION/SHEATH (PER TEST) | 3000 | TEST
1 | DCCD-C128 | THERMAL STABILITY TESTS ON LT CAPACITORS ABOVE 75 KVAR UPTO AND INCLUDING 100 KVAR | 54650 | TEST
1 | DCCD-C128 | THERMAL STABILITY TESTS ON LT CAPACITORS ABOVE 75 KVAR UPTO AND INCLUDING 100 KVAR | 109300 | TEST
1 | DCCD-C127 | THERMAL STABILITY TESTS ON ON LT CAPACITORS ABOVE 50KVAR UPTO AND INCLUDING 75 KVAR | 42500 | TEST
1 | DCCD-C127 | THERMAL STABILITY TESTS ON ON LT CAPACITORS ABOVE 50KVAR UPTO AND INCLUDING 75 KVAR | 85000 | TEST
1 | DCCD-A79 | TORSION TEST | 400 | TEST
1 | DCCD-A79 | TORSION TEST | 500 | TEST
1 | DCCD-B14a | TOXICITY INDEX RATING ON FRLS MATERIALS AS PER STANDARD NES 713-A) DETECTING UP TO 5 GASES | 19450 | TEST
1 | DCCD-B14a | TOXICITY INDEX RATING ON FRLS MATERIALS AS PER STANDARD NES 713-A) DETECTING UP TO 5 GASES | 23350 | TEST
1 | DCCD-B14b | TOXICITY INDEX RATING ON FRLS MATERIALS AS PER STANDARD NES-713-B) DETECTING ADDL. 2 GASES. | 3200 | TEST
1 | DCCD-B14b | TOXICITY INDEX RATING ON FRLS MATERIALS AS PER STANDARD NES-713-B) DETECTING ADDL. 2 GASES. | 3850 | TEST
1 | DCCD-C109 | TRANSIENT OVER VOLTAGE TEST ON HD CAPACITORS | 230450 | PER SAMPLE
1 | DCCD-C109 | TRANSIENT OVER VOLTAGE TEST ON HD CAPACITORS | 276550 | PER SAMPLE
1 | DCDD-C29b | TYPE TEST ON LT POWER CAPACITORS-B)ABOVE 4 KVAR UPTO & INCLUDING 10 KVAR | 35200 | PER SAMPLE
1 | DCDD-C29b | TYPE TEST ON LT POWER CAPACITORS-B)ABOVE 4 KVAR UPTO & INCLUDING 10 KVAR | 42250 | PER SAMPLE
1 | DCCD/A89(A) | TYPE TEST(400kV)CABLE WITH CONDUCTOR CROSS SECTION-1000sqmm | 5500000 | TEST
1 | DCCD/A89(B) | TYPE TEST(400kV)CABLE WITH CONDUCTOR CROSS SECTION-1001 to 1600sqmm | 6000000 | TEST
1 | DCCD/A89(C) | TYPE TEST(400kV)CABLE WITH CONDUCTOR CROSS SECTION-1600 to 2500sqmm | 7000000 | TEST
1 | DCCD/A31(b) | TYPE TEST(PE sheathed cable)CABLE WITH CONDUCTOR CROSS SECTION-1001 to 1600sqmm | 3356850 | TEST
1 | DCCD/A32(b) | TYPE TEST(PE sheathed cable)CABLE WITH CONDUCTOR CROSS SECTION-1001 to 1600sqmm | 3814750 | TEST
1 | DCCD/A31(c) | TYPE TEST(PE sheathed cable)CABLE WITH CONDUCTOR CROSS SECTION-1601 to 2500sqmm | 3750450 | TEST
1 | DCCD/A32(c) | TYPE TEST(PE sheathed cable)CABLE WITH CONDUCTOR CROSS SECTION-1601 to 2500sqmm | 4231750 | TEST
1 | DCCD/A31(a) | TYPE TEST(PE sheathed cable)CABLE WITH CONDUCTOR CROSS SECTION-UPTO 1000sqmm | 3270450 | TEST
1 | DCCD/A32(a) | TYPE TEST(PE sheathed cable)CABLE WITH CONDUCTOR CROSS SECTION-UPTO 1000sqmm | 3723250 | TEST
1 | DCCD/A32(d) | TYPE TEST(PVC sheathed cable)CABLE WITH CONDUCTOR CROSS SECTION-1000sqmm | 3741550 | TEST
1 | DCCD/A31(e) | TYPE TEST(PVC sheathed cable)CABLE WITH CONDUCTOR CROSS SECTION-1001 to 1600sqmm | 3375150 | TEST
1 | DCCD/A32(e) | TYPE TEST(PVC sheathed cable)CABLE WITH CONDUCTOR CROSS SECTION-1001 to 1600sqmm | 3833050 | TEST
1 | DCCD/A31(f) | TYPE TEST(PVC sheathed cable)CABLE WITH CONDUCTOR CROSS SECTION-1601 to 2500sqmm | 3768750 | TEST
1 | DCCD/A32(f) | TYPE TEST(PVC sheathed cable)CABLE WITH CONDUCTOR CROSS SECTION-1601 to 2500sqmm | 4250050 | TEST
1 | DCCD/A31(d) | TYPE TEST(PVC sheathed cable)CABLE WITH CONDUCTOR CROSS SECTION-UPTO 1000sqmm | 3288750 | TEST
1 | DCCD-C29a | TYPE TESTS ON LT POWER CAPACITORS -A) FROM 1 KVAR UPTO & INCLUDING 4 KVAR | 32800 | PER SAMPLE
1 | DCCD-C29a | TYPE TESTS ON LT POWER CAPACITORS -A) FROM 1 KVAR UPTO & INCLUDING 4 KVAR | 39400 | PER SAMPLE
1 | DCCD-C30 | TYPE TESTS ON LT POWER CAPACITORS-ABOVE 30 KVAR UPTO & INCLUDING 50 KVAR | 54650 | PER SAMPLE
1 | DCCD-C30 | TYPE TESTS ON LT POWER CAPACITORS-ABOVE 30 KVAR UPTO & INCLUDING 50 KVAR | 65600 | PER SAMPLE
1 | DCCD-C29c | TYPE TESTS ON LT POWER CAPACITORS-C) ABOVE 10 KVAR UPTO & INCLUDING 30 KVAR | 40050 | PER SAMPLE
1 | DCCD-C29c | TYPE TESTS ON LT POWER CAPACITORS-C) ABOVE 10 KVAR UPTO & INCLUDING 30 KVAR | 48100 | PER SAMPLE
1 | CD/TRF/01/17-7-17 | VERIFICATION OF EFFECTIVENESS OF APFC FEATURE AS PER IS 16636:2017 (201 to 400 kvar) | 25500 | TEST
1 | CD/TRF/01/17-7-17 | VERIFICATION OF EFFECTIVENESS OF APFC FEATURE AS PER IS 16636:2017 (401 to 600 kvar) | 29700 | TEST
1 | CD/TRF/01/17-7-17 | VERIFICATION OF EFFECTIVENESS OF APFC FEATURE AS PER IS 16636:2017 (upto 200 kvar) | 22000 | TEST
1 | 15704 - EV 1A | VIBRATION TEST | 5000 | TEST
1 | DCCD-C38 | VISUAL EXAMINATION/CHECK FOR DIMENSION | 450 | TEST
1 | DCCD-C38 | VISUAL EXAMINATION/CHECK FOR DIMENSION | 550 | TEST
1 | DCCD-A71 | VOID & CONTAMINATION TESTS ON INSULATION (PER SAMPLE) | 1450 | TEST
1 | DCCD-A71 | VOID & CONTAMINATION TESTS ON INSULATION (PER SAMPLE) | 1750 | TEST
1 | HVT3C31 | VOLTAGE APPLICATION FOR 36kV BREAKERS | 4350 | TEST
1 | ST-19(ii) | VOLTAGE RATIO & PHASE DISPLACEMENT TESTS ON VTs | 2400 | TEST
1 | DCCD-C85 | VOLTAGE TEST BETWEEN TERMINALS (HVAC/HVDC) | 14600 | TEST
1 | DCCD-C85 | VOLTAGE TEST BETWEEN TERMINALS (HVAC/HVDC) | 29200 | TEST
1 | DCCD-C64 | VOLTAGE TEST BETWEEN TERMINALS (HVDC/HVAC) | 5750 | TEST
1 | DCCD-C64 | VOLTAGE TEST BETWEEN TERMINALS (HVDC/HVAC) | 6900 | TEST
1 | DCCD-C15 | VOLTAGE TEST BETWEEN TERMINALS ON CAPACITORS (HVAC/HVDC)(PER SAMPLE) | 900 | TEST
1 | DCCD-C15 | VOLTAGE TEST BETWEEN TERMINALS ON CAPACITORS (HVAC/HVDC)(PER SAMPLE) | 1100 | TEST
1 | DCCD-C80 | VOLTAGE TEST BETWEEN TERMINALS(HVAC/HVDC) | 12200 | TEST
1 | DCCD-C80 | VOLTAGE TEST BETWEEN TERMINALS(HVAC/HVDC) | 24400 | TEST
1 | DCCD/A22(E) | WAGTER PENETRATION(110/115/132kV RATING) CABLE WITH CONDUCTOR CROSS SECTION-(1001-1600sqmm) | 30000 | TEST
1 | DCCD-A69 | WATER ABSORPTION TEST( AS PER IS:6380-1971 & SIMILAR SPECIFICATION) PER SAMPLE | 13400 | TEST
1 | DCCD-A69 | WATER ABSORPTION TEST( AS PER IS:6380-1971 & SIMILAR SPECIFICATION) PER SAMPLE | 16100 | TEST
1 | DCCD-A57 | WATER IMMERSION TEST ON PLASTIC INSULATED CABLES (HVAC-TYPE TEST) | 10350 | TEST
1 | DCCD-A57 | WATER IMMERSION TEST ON PLASTIC INSULATED CABLES (HVAC-TYPE TEST) | 12450 | TEST
1 | DCCD-A16 | WATER PENENTRATION TEST-TEST FOR LONGITUDINAL WATER TIGHTNESS OF THE OUTER LAYER/CONDUCTOR O | 3650 | TEST
1 | DCCD-A16 | WATER PENENTRATION TEST-TEST FOR LONGITUDINAL WATER TIGHTNESS OF THE OUTER LAYER/CONDUCTOR O | 4400 | TEST
1 | DCCD/A22(F) | WATER PENETRATION TEST(110/115/132kV RATING) CABLE WITH CONDUCTOR CROSS SECTION-(1600-2500sqmm) | 35000 | TEST
1 | DCCD/A22(D) | WATER PENETRATION TEST (110/115/132kV RATING) CABLE WITH CONDUCTOR CROSS SECTION-UPTO 1000sqmm | 25000 | TEST
1 | DCCD/A28(e) | WATER PENETRATION TEST(220 kV RATING) CABLE WITH CONDUCTOR CROSS SECTION-1001 to 1600sqmm | 55000 | TEST
1 | DCCD/A28(f) | WATER PENETRATION TEST(220 kV RATING) CABLE WITH CONDUCTOR CROSS SECTION-1601 to 2500sqmm | 62800 | TEST
1 | DCCD/A28(d) | WATER PENETRATION TEST(220 kV RATING) CABLE WITH CONDUCTOR CROSS SECTION-UPTO 1000sqmm | 53300 | TEST
1 | DCCD/A16(B) | WATER PENETRATION TEST(66 kV RATING) CABLE WITH CONDUCTOR CROSS SECTION-(1001-1600sqmm) | 5300 | TEST
1 | DCCD/A16(C) | WATER PENETRATION TEST(66 kV RATING) CABLE WITH CONDUCTOR CROSS SECTION-(1601-2500sqmm) | 8800 | TEST
1 | DCCD/A16(A) | WATER PENETRATION TEST(66 kV RATING) CABLE WITH CONDUCTOR CROSS SECTION-UPTO 1000sqmm | 4400 | TEST
1 | DCCD-A33 | WATER TREEING TEST ON XLPE INSULATED CABLE | 18250 | TEST
1 | DCCD-A33 | WATER TREEING TEST ON XLPE INSULATED CABLE | 21900 | TEST
1 | DCCD-C113 | WAVE FORM MEASUREMENT(OSCILLOSCOPE CHARGES) | 2100 | PER SAMPLE
1 | DCCD-C113 | WAVE FORM MEASUREMENT(OSCILLOSCOPE CHARGES) | 2550 | PER SAMPLE
1 | DCCD-A42 | WEIGHT OF ZINC IN GALVANISED ARMOUR WIRES | 550 | TEST
1 | DCCD-A42 | WEIGHT OF ZINC IN GALVANISED ARMOUR WIRES | 700 | TEST
1 | DCCD-A-87 | WET PF TEST UPTO 22kV CABLE FOR ONE HOUR OR PART THEREOF | 5350 | TEST
1 | DCCD-A-88 | WET PF TEST(23kV to 33kV) CABLE FOR ONE HOUR OR PART THEREOF | 6100 | TEST
1 | DCCD-A78 | WIDNING TEST | 400 | TEST
1 | DCCD-A78 | WIDNING TEST | 500 | TEST
1 | DCCD-A76 | WRAPPING TEST | 400 | TEST
1 | DCCD-A76 | WRAPPING TEST | 500 | TEST
2 | IS:694-2010 STANDARD | 1.1KV, 1 CORE FR PVC INSULATED CABLE | 89350 | TEST
2 | IS:694-2010 STANDARD | 1.1KV, 1 CORE FR-LSH PVC INSULATED CABLE | 109250 | TEST
2 | IS:694-2010 STANDARD | 1.1KV, 1 CORE PVC INSULATED & FR LSH PVC SHEATHED CABLE | 137000 | TEST
2 | IS:694-2010 STANDARD | 1.1KV, 1 CORE PVC INSULATED & FR PVC SHEATHED CABLE | 117100 | TEST
2 | IS:1554-1/1988RA2005 | 1.1KV, 1 CORE PVC INSULATED & FR-LSH PVC SHEATHED ARMOURED CABLE | 236400 | TEST
2 | IS:694-2010 STANDARD | 1.1KV, 1 CORE PVC INSULATED & SHEATHED CABLE | 92850 | TEST
2 | IS:694-2010 STANDARD | 1.1KV, 1 CORE PVC INSULATED CABLE | 65100 | TEST
2 | IS:1554-1/1988RA2005 | 1.1KV, 2 CORE PVC INSULATED & FR-LSH PVC SHEATHED ARMOURED CABLE | 208300 | TEST
2 | IS:694-2010 STANDARD | 1.1KV, 2 CORE PVC INSULATED & FR-LSH PVC SHEATHED CABLE | 171250 | TEST
2 | IS:694-2010 STANDARD | 1.1KV, 2 CORE PVC INSULATED & SHEATHED CABLE | 127100 | TEST
2 | IS:1554-1/1988RA2005 | 1.1KV, 2 CORE PVC INSULATED SHEATHED ARMOURED CABLE | 120900 | TEST
2 | IS:694-2010 STANDARD | 1.1KV, 2CORE PVC INSULATED & FR PVC SHEATHED CABLE | 151350 | TEST
2 | IS:1554-1/1988RA2005 | 1.1KV, 3 CORE PVC INSULATED & FR PVC SHEATHED ARMOURED CABLE | 217450 | TEST
2 | IS:694-2010 STANDARD | 1.1KV, 3 CORE PVC INSULATED & SHEATHED CABLE | 161500 | TEST
2 | IS:1554-1/1988RA2005 | 1.1KV, 3 CORE PVC INSULATED SHEATHED ARMOURED CABLE | 149000 | TEST
2 | IS:7098-1/1988RA2005 | 1.1KV, 3 CORE XLPE INSULATED & FR PVC SHEATHED ARMOURED CABLE | 203400 | TEST
2 | IS:694-2010 STANDARD | 1.1KV, 3 ORE PVC INSULATED & FR-LSH PVC SHEATHED CABLE | 205650 | TEST
2 | IS::694-2010 STANDAR | 1.1KV, 4 CORE PV INSULATED & FR-LSH PVC SHEATHED CABLE | 242950 | TEST
2 | IS:694-2010 STANDARD | 1.1KV, 4 CORE PVC INSULATED & FR PVC SHEATHED CABLE | 223050 | TEST
2 | IS:694-2010 STANDARD | 1.1KV, 4 CORE PVC INSULATED & FR PVC SHEATHED CABLE | 256250 | TEST
2 | IS:694-2010 STANDARD | 1.1KV, 4 CORE PVC INSULATED & FR-LSH PVC SHEATHED CABLE | 276150 | TEST
2 | IS:694-2010 STANDARD | 1.1KV, 4 CORE PVC INSULATED & SHEATHED CABLE | 198800 | TEST
2 | IS:1554-1/1988RA2005 | 1.1KV, 4 CORE PVC INSULATED SHEATHED ARMOURED CABLE | 175900 | TEST
2 | IS:7098-1/1988RA2005 | 1.1KV, 4 CORE XLPE INSULATED & FR-LSH PVC SHEATHED ARMOURED CABLE | 247500 | TEST
2 | IS:694-2010 STANDARD | 1.1KV, 5 OR MORE CORE PVC INSULATED & SHEATHED CABLE | 232000 | TEST
2 | IS:7098-1/1988RA2005 | 1.1KV, 5 OR MORE CORE XLPE INSULATED & FR PVC SHEATHED ARMOURED CABLE | 261300 | TEST
2 | IS:1554-1/1988RA2005 | 1.1KV,1CORE PVC INSULATED & FR PVC SHEATHED ARMOURED CABLE | 138950 | TEST
2 | IS:1554-1/1988RA2005 | 1.1KV,1CORE PVC INSULATED & FR-LSH PVC SHEATHED ARMOURED CABLE | 163300 | TEST
2 | IS:1554-1/1988RA2005 | 1.1KV,1CORE PVC INSULATED & SHEATHED ARMOURED CABLE | 75900 | TEST
2 | IS:7098-1/1988RA2005 | 1.1KV,1CORE XLPE INSULATED & FR PVC SHEATHED ARMOURED CABLE | 143200 | TEST
2 | IS:7098-1/1988RA2005 | 1.1KV,1CORE XLPE INSULATED & FR-LSH PVC SHEATHED ARMOURED CABLE | 167550 | TEST
2 | IS:7098-1/1988RA2005 | 1.1KV,1CORE XLPE INSULATED & PVC SHEATHED ARMOURED CABLE | 80150 | TEST
2 | IS:7098-1/1988RA2005 | 1.1KV,2 CORE XLPE INSULATED & FR-LSH PVC SHEATHED ARMOURED CABLE | 202050 | TEST
2 | IS:7098-1/1988RA2005 | 1.1KV,2 CORE XLPE INSULATED & PVC SHEATHED ARMOURED CABLE | 114650 | TEST
2 | IS:1554-1/1988RA2005 | 1.1KV,2CORE PVC INSULATED & FR PVC SHEATHED ARMOURED CABLE | 183950 | TEST
2 | IS:7098-1/1988RA2005 | 1.1KV,2CORE XLPE INSULATED & FR PVC SHEATHED ARMOURED CABLE | 177700 | TEST
2 | IS:694-2010 STANDARD | 1.1KV,3 CORE PVC INSULATED & FR PVC SHEATHED CABLE | 185750 | TEST
2 | IS:7098-1/1988RA2005 | 1.1KV,3 CORE XLPE INSULATED & PVC SHEATHED ARMOURED CABLE | 140350 | TEST
2 | IS:7098-1/1988RA2005 | 1.1KV,3CORE XLPE INSULATED & FR-LSH PVC SHEATHED ARMOURED CABLE | 227750 | TEST
2 | IS:7098-1/1988RA2005 | 1.1KV,4 CORE XLPE INSULATED & FR PVC SHEATHED ARMOURED CABLE | 227600 | TEST
2 | IS:1554-1/1988RA2005 | 1.1KV,4CORE PVC INSULATED & FR PVC SHEATHED ARMOURED CABLE | 238950 | TEST
2 | IS:1554-1/1988RA2005 | 1.1KV,4CORE PVC INSULATED & FR-LSH PVC SHEATHED ARMOURED CABLE | 263300 | TEST
2 | IS:7098-1/1988RA2005 | 1.1KV,4CORE XLPE INSULATED & PVC SHEATHED ARMOURED CABLE | 164550 | TEST
2 | IS:1554-1/1988RA2005 | 1.1KV,5 OR MORE CORE PVC INSULATED & FR PVC SHEATHED ARMOURED CABLE | 271750 | TEST
2 | IS:1554-1/1988RA2005 | 1.1KV,5 OR MORE CORE PVC INSULATED & FR-LSH PVC SHEATHED ARMOURED CABLE | 296100 | TEST
2 | IS:1554-1/1988RA2005 | 1.1KV,5 OR MORE CORE PVC INSULATED SHEATHED ARMOURED CABLE | 208700 | TEST
2 | IS:7098-1/1988RA2005 | 1.1KV,5 OR MORE CORE XLPE INSULATED & FR-LSH PVC SHEATHED ARMOURED CABLE | 275800 | TEST
2 | IS:7098-1/1988RA2005 | 1.1KV,5 OR MORE CORE XLPE INSULATED & PVC SHEATHED ARMOUED CALBE | 192850 | TEST
2 | 1.5 SQ.MM, CU/PVC/PVC SINGLE CORE CABLE | OXYGEN INDEX TEST DCCD-B2 | 140 | TEST
2 | 1.5 SQ.MM, CU/PVC/PVC SINGLE CORE CABLE | CONDITIONING CHARGES DCCD-C116 | 25 | TEST
2 | 1.5 SQ.MM, CU/PVC/PVC SINGLE CORE CABLE | MOULDING CHARGES-17122 | 90 | TEST
2 | 1.8/3.3kV,1*240sq.mm | CONDUCTOR RESISTANCE TEST 14870 | 42 | TEST
2 | 1.8/3.3kV,1*240sq.mm | CABLE/CONDUCTOR DIMENSIONS 14584 | 10 | TEST
2 | 1.8/3.3kV,1*240sq.mm | THICKNESS OF INSULATION & SHEATH 14584 | 41.75 | TEST
2 | 1.8/3.3kV,1*240sq.mm | TENSILE STRENGTH & ELONGATION AT BREAK 14589 | 56.16 | TEST
2 | 1.8/3.3kV,1*240sq.mm | AGEING IN AIR OVEN (FOR T.S & E.B) 14585 | 96 | TEST
2 | 1.8/3.3kV,1*240sq.mm | INSULATION RESISTANCE TEST AT AMB.TEMP 14543 | 20 | TEST
2 | 1.8/3.3kV,1*240sq.mm | INSULATION RESISTANCE TEST AT HIGH TEMP.-14544 | 29 | TEST
2 | 1.8/3.3kV,1*240sq.mm | HOT SET TEST 14588 | 42 | TEST
2 | 1.8/3.3kV,1*240sq.mm | HOT DEFORMATION TEST 14590 | 40 | TEST
2 | 1.8/3.3kV,1*240sq.mm | SHRINKAGE TEST 14586 | 18 | TEST
2 | 1.8/3.3kV,1*240sq.mm | WATER ABSORPTION TEST 14607 | 291.5 | TEST
2 | 1.8/3.3kV,1*240sq.mm | FLAMMABILITY TEST 14591 | 29 | TEST
2 | 1.8/3.3kV,1*240sq.mm | CONDITIONING FOR TEST AT LOW TEMPERATURE 16621 | 116 | TEST
2 | 1.8/3.3kV,1*240sq.mm | COLD IMPACT TEST 14601 | 22 | TEST
2 | 1.8/3.3kV,1*240sq.mm | COLD ELONGATION TEST DCCD INSH7 | 167.6 | TEST
2 | 1.8/3.3kV,1*240sq.mm | HVAC TEST AT ROOM TEMPERATURE 14547 | 23.5 | TEST
2 | 1.8/3.3kV,1*240sq.mm | IMPULSE TEST 14613 | 476 | TEST
2 | 1.8/3.3kV,1*240sq.mm | HEATING FOR IMPULSE TEST DCCD A36 | 107 | TEST
2 | 1.8/3.3kV,1*240sq.mm | WATER PENETRATION TEST-BENDING 14392 | 103 | TEST
2 | 1.8/3.3kV,1*240sq.mm | WATER PENETRATION TEST-HEATING 14541 | 36.2 | TEST
2 | 1.8/3.3kV,1*240sq.mm | OXYGEN INDEX TEST 14624 | 138 | TEST
2 | 1.8/3.3kV,1*240sq.mm | TEMPERATURE INDEX TEST 14632 | 163 | TEST
2 | 1.8/3.3kV,1*240sq.mm | AGEING OF SAMPLES FOR 24 HOURS | 24.5 | TEST
2 | 1.8/3.3kV,1*240sq.mm | HALOGEN ACID GENERATION TEST 14629 | 42 | TEST
2 | 1.8/3.3kV,1*240sq.mm | ESTIMATION OF HALOGEN ACID (WITHOUT EXTRACTION) | 48 | TEST
2 | 1.8/3.3kV,1*240sq.mm | MOULDING OF SAMPLES 17122 | 89.5 | TEST
2 | 1.8/3.3kV,1*240sq.mm | FLAME RETARDANT TEST ON BUNCHED CABLES 14634 | 661 | TEST
2 | 1.8/3.3kV,1*240sq.mm | SMOKE DENSITY BY 3 METER CUBE TEST CHAMBER DCCD B 5 | 206 | TEST
2 | 1) 2 CORE*1.5Sq.mm & 2 CORE*2.5 Sq.MM, | SILICON RUBBER INSULATED, OVERALL SHIELDED, LSZH SHEATHED 30 | 430 | NOS
2 | 1*630sq.mm, 36/66 kV CABLE | CONDUCTOR RESISTANCE F1 | 42 | TEST
2 | 1*630sq.mm, 36/66 kV CABLE | THICKNESS-INS&SHEATH -A43 | 41.64 | TEST
2 | 1*630sq.mm, 36/66 kV CABLE | TENSILE STRENGTH & EI-INS & SHE A51 | 56.16 | TEST
2 | 1*630sq.mm, 36/66 kV CABLE | AGEING TEST/LOSS OF MASS A47 | 96 | TEST
2 | 1*630sq.mm, 36/66 kV CABLE | SHRIKAGE/HEAT SHOCK A48 | 18 | TEST
2 | 1*630sq.mm, 36/66 kV CABLE | HOT DEFORMATIONA52 | 40 | TEST
2 | 1*630sq.mm, 36/66 kV CABLE | HOT SET TEST A50 | 41.5 | TEST
2 | 1*630sq.mm, 36/66 kV CABLE | SEMICONDUCTOR RESISTIVITY A62 | 67.88 | TEST
2 | 1*630sq.mm, 36/66 kV CABLE | BENDING TEST A54 | 103.5 | TEST
2 | 1*630sq.mm, 36/66 kV CABLE | PARTIAL DISCHARGE TEST A10 | 127.75 | TEST
2 | 1*630sq.mm, 36/66 kV CABLE | DIELECTRIC POWER FACTOR MEASUREMENT A14 | 125 | TEST
2 | 1*630sq.mm, 36/66 kV CABLE | TAN DELTA MEASUREMENT A15 | 151 | TEST
2 | 1*630sq.mm, 36/66 kV CABLE | LOAD CYCLE TEST 17289 | 239.14 | TEST
2 | 1*630sq.mm, 36/66 kV CABLE | IMPULSE TEST (3PHASE) A75 | 476 | TEST
2 | 1*630sq.mm, 36/66 kV CABLE | HEATING FOR IMPULSE A36 | 107 | TEST
2 | 1*630sq.mm, 36/66 kV CABLE | WATER PENTRATION TEST 17292 | 79.75 | TEST
2 | 1*630sq.mm, 36/66 kV CABLE | HV AC TEST 17295 | 94 | TEST
2 | 1*630sq.mm, 36/66 kV CABLE | DRAWING VERIFICATION C115 | 24.5 | TEST
2 | 1*630sq.mm, 36/66 kV CABLE | ADDITIONAL TEST REPORTS | 181 | TEST
2 | IS:7098-2/2011Stadrd | 11KV-33KV,1CORE XLPE INSULATED &FR PVC SHEATHED ARMOURED CABLE(EXCL.STRIP & LONG.WATER PENE.TESTS) | 267000 | TEST
2 | IS:7098-2/2011STANDR | 11KV-33KV,1CORE XLPE INSULATED &PE SHEATHED ARMOURED CABLE(EXCL.STROP.&LONG.WATER PENE.TESTS) | 200300 | TEST
2 | IS:7098-2/2011STNDRD | 11KV-33KV,1CORE,XLPE INSULATED&PVC SHEATHED ARMOURED CABLE(EXCL.STRIP &LONG.WATER PENE.TEST) | 203950 | TEST
2 | IS:7098-2/2011STNDRD | 11KV-33KV,1COREXLPE INSULATED & FR-LSH PVC SHEATHED ARMOURED CABLE(EXCL.STRIP &LONG.WATER PENE.TESTS | 286900 | TEST
2 | IS:7098-2/2011STNDRD | 11KV-33KV,3CORE XLPE INSULATED &FR PVC SHEATHED ARMOURED CALBE(EXCL.STRIP.&LONG.WATER PENE.TESTS) | 485200 | TEST
2 | IS:7098-2/2011STNDRD | 11KV-33KV,3CORE XLPE INSULATED &FR-LSH PVC SHEATHED ARMOURED CABLE(EXCL.STRIP.&LONGI.WATER PENE.TEST | 499700 | TEST
2 | IS:7098-2/2011STNDRD | 11KV-33KV,3CORE XLPE INSULATED &PE SHEATHED ARMOURED CABLE(EXCL.STRIP.&LONG.WATER PENE.TESTS) | 410800 | TEST
2 | IS:7098-2/2011STNDRD | 11KV-33KV,3CORE XLPE INSULATED &PVC SHEATHED ARMOURED CABLE(EXCL.STRIP.&LONG.WATER PENE.TESTS) | 416750 | TEST
2 | 14541 - Heating cycle test | 14541 - Heating cycle test | 36.15 | TEST
2 | 14541 - Heating for Impulse test | 14541 - Heating for Impulse test | 36 | TEST
2 | 14546 - Tan Delta Vs Temperature | 14546 - Tan Delta Vs Temperature | 68 | TEST
2 | 14547 - High Voltage test - 15 minutes | 14547 - High Voltage test - 15 minutes | 24 | TEST
2 | 14547 - High Voltage test - 4 hours | 14547 - High Voltage test - 4 hours | 24 | TEST
2 | 14581 - Thickness of Insulation & Sheath | 14581 - Thickness of Insulation & Sheath | 42 | TEST
2 | 14584 - Conductor dimensions | 14584 - Conductor dimensions | 15 | TEST
2 | 14584 - Diameter of Insulation & sheath | 14584 - Diameter of Insulation & sheath | 15 | TEST
2 | 14584 - Dimension | 14584 - Dimension | 15 | TEST
2 | 14585 - Ageing in Air Oven | 14585 - Ageing in Air Oven | 96 | TEST
2 | 14586 - Shrinkage Test / Heat Shock test | 14586 - Shrinkage Test / Heat Shock test | 18 | TEST
2 | 14588 - Hot Set Test | 14588 - Hot Set Test | 42 | TEST
2 | 14589 - Tensile Strength & Elongation at Break | 14589 - Tensile Strength & Elongation at Break | 56 | TEST
2 | 14590 - Hot Deformation Test | 14590 - Hot Deformation Test | 40 | TEST
2 | 14591 - Flame Retardant test | 14591 - Flame Retardant test | 29 | TEST
2 | 14592 - Bending test | 14592 - Bending test | 103 | TEST
2 | 14596 - Preparation for PD test | 14596 - Preparation for PD test | 35 | TEST
2 | 14596 - Preparation for the test | 14596 - Preparation for the test | 34 | TEST
2 | 14600 - Semiconductor Resistivity test | 14600 - Semiconductor Resistivity test | 68 | TEST
2 | 14601 - Cold Impact test | 14601 - Cold Impact test | 22 | TEST
2 | 14607 - Water Absorption Test | 14607 - Water Absorption Test | 292 | TEST
2 | 14613 - Impulse test | 14613 - Impulse test | 476 | TEST
2 | 14870- Conductor Resistance Test | 14870- Conductor Resistance Test | 42 | TEST
2 | 16556 - Partial Discharge test | 16556 - Partial Discharge test | 72 | TEST
2 | 16621 - Conditioning for Cold Impact / Cold Elongatio tests | 16621 - Conditioning for Cold Impact / Cold Elongatio tests | 116 | TEST
2 | 3RD HARMONIC LEAKAGE CURRENT MEASUREMENT ON LA'S | 3RD HARMONIC LEAKAGE CURRENT MEASUREMENT ON LA'S | 11000 | NOS
2 | Ac HIGH VOLTAGE TEST - a17 | Ac HIGH VOLTAGE TEST - a17 | 94 | TEST
2 | DCCD-C101 | AC+DC SUPER IMPOSED COMPOSITE STRESS/OVER VOLTAGE TEST ON HT CAPACITOR(FOR A DURATION OF 24 HRS. | 2750 | PER SAMPLE
2 | DCCD-C101 | AC+DC SUPER IMPOSED COMPOSITE STRESS/OVER VOLTAGE TEST ON HT CAPACITOR(FOR A DURATION OF 24 HRS. | 3300 | PER SAMPLE
2 | AGEINF IN AIR OVEN-14585 | AGEINF IN AIR OVEN-14585 | 96 | TEST
2 | AGEING I AIR OVEN -14585 | AGEING I AIR OVEN -14585 | 7256 | NOS
2 | CDD | AGEING IN AIR OVEN (FOR T.S & E.B)-14585 | 96 | NOS
2 | DCCD-C116 | AGEING OF SAMPLES IN ELECTRIC OVEN FOR 24 HRS. OR PART THEREOF | 1100 | PER SAMPLE
2 | DCCD-C116 | AGEING OF SAMPLES IN ELECTRIC OVEN FOR 24 HRS. OR PART THEREOF | 1350 | PER SAMPLE
2 | DCCD/TRF/04/14-15 DT | AGEING TEST - 201 TO 400 KVAR HT CAPACITOR | 680 | ONE SAMPLE
2 | DCCD-C111 | AGEING TEST ON HT POWER CAPACITORS | 363850 | PER SAMPLE
2 | DCCD-C111 | AGEING TEST ON HT POWER CAPACITORS | 436650 | PER SAMPLE
2 | DCCD-C23 | AGEING TEST ON LT [POWER CAPACITOR-ABOVE 50 KVAR UPTO & INCLUDING 100 KVAR | 121300 | TEST
2 | DCCD-C23 | AGEING TEST ON LT [POWER CAPACITOR-ABOVE 50 KVAR UPTO & INCLUDING 100 KVAR | 242600 | TEST
2 | DCCD-C22 | AGEING TEST ON LT POWER CAPACITOR- ABOVE 10 KVAR UP TO & INCLUDING 50 KVAR | 72800 | TEST
2 | DCCD-C22 | AGEING TEST ON LT POWER CAPACITOR- ABOVE 10 KVAR UP TO & INCLUDING 50 KVAR | 87400 | TEST
2 | DCCD-C21 | AGEING TEST ON LT POWER CAPACITOR-FROM 1 KVAR UPTO & INCLUDING 10 KVAR | 63100 | TEST
2 | DCCD-C21 | AGEING TEST ON LT POWER CAPACITOR-FROM 1 KVAR UPTO & INCLUDING 10 KVAR | 75750 | TEST
2 | DCCD/TRF/04/14-15 DT | AGEING TEST UPTO 200 KVAR HT CAPACITOR | 425 | ONE SAMPLE
2 | AGEING TEST/LOSS OF MASS - a47 | AGEING TEST/LOSS OF MASS - a47 | 96 | TEST
2 | Ageing test/Loss of mass -a47 | Ageing test/Loss of mass -a47 | 96 | test
2 | DCCD-A47 | AGEING TEST/LOSS OF MASS TEST FOR INSULATION & SHEATHS OF CABLES | 4400 | TEST
2 | DCCD-A47 | AGEING TEST/LOSS OF MASS TEST FOR INSULATION & SHEATHS OF CABLES | 5300 | TEST
2 | DCCD-C47b | ALL ROUTINE & TYPE TEST ON MFD CAPACITORS-B) ELECTRIC FAN CAPACITOR-IS:1709-1986-SH TYPE | 71600 | PER SAMPLE
2 | DCCD-C47b | ALL ROUTINE & TYPE TEST ON MFD CAPACITORS-B) ELECTRIC FAN CAPACITOR-IS:1709-1986-SH TYPE | 85950 | PER SAMPLE
2 | DCCD-C33 | ALL ROUTINE & TYPE TESTS ON LT POWER CAPACITORS-ABOVE 30 KVAR UPTO & INCLUDING 50 KVAR | 109200 | PER SAMPLE
2 | DCCD-C33 | ALL ROUTINE & TYPE TESTS ON LT POWER CAPACITORS-ABOVE 30 KVAR UPTO & INCLUDING 50 KVAR | 131050 | PER SAMPLE
2 | DCCD-C31 | ALL ROUTINE & TYPE TESTS ON LT POWER CAPACITORS-ABOVE 50 KVAR UPTO & INCLUDING 100 KVAR | 91000 | TEST
2 | DCCD-C34 | ALL ROUTINE & TYPE TESTS ON LT POWER CAPACITORS-ABOVE 50 KVAR UPTO & INCLUDING 100 KVAR | 145550 | PER SAMPLE
2 | DCCD-C31 | ALL ROUTINE & TYPE TESTS ON LT POWER CAPACITORS-ABOVE 50 KVAR UPTO & INCLUDING 100 KVAR | 109200 | TEST
2 | DCCD-C34 | ALL ROUTINE & TYPE TESTS ON LT POWER CAPACITORS-ABOVE 50 KVAR UPTO & INCLUDING 100 KVAR | 174700 | PER SAMPLE
2 | DCCD-C47a | ALL ROUTINE & TYPE TESTS ON MFD CAPACITORS-A) MOTOR CAPACITORS-IS2993-1975 SH TYPE | 78900 | PER SAMPLE
2 | DCCD-C47a | ALL ROUTINE & TYPE TESTS ON MFD CAPACITORS-A) MOTOR CAPACITORS-IS2993-1975 SH TYPE | 94700 | PER SAMPLE
2 | DCCD-C47c | ALL ROUTINE & TYPE TESTS ON MFD CAPACITORS-C) FLUORESCENTM CAPACITOR-IS:1569-1976-SH TYPE | 78900 | PER SAMPLE
2 | DCCD-C47c | ALL ROUTINE & TYPE TESTS ON MFD CAPACITORS-C) FLUORESCENTM CAPACITOR-IS:1569-1976-SH TYPE | 94700 | PER SAMPLE
2 | DCCD/TRF-01,13.06.11 | ANALSYIS OF OPERATING CHARACTERISTICS OF CIRCUIT BREAKERS | 25000 | SAMPLE
2 | DCCD-A77 | ANNEALING TEST | 1200 | TEST
2 | DCCD-A77 | ANNEALING TEST | 1450 | TEST
2 | DCCD-A77 | ANNEALING TEST | 1450 | TEST
2 | DCCD-A25 | BENDING TEST | 41100 | TEST
2 | DCCD-A82 | BENDING TEST | 5100 | TEST
2 | DCCD-A25 | BENDING TEST | 49350 | TEST
2 | DCCD-A82 | BENDING TEST | 6150 | TEST
2 | DCCD/A25 | BENDING TEST | 99000 | TEST
2 | BENDING TEST -14592 | BENDING TEST -14592 | 7804 | NOS
2 | BENDING TEST -14592 | BENDING TEST -14592 | 103 | TEST
2 | BENDING TEST -a54 | BENDING TEST -a54 | 103 | TEST
2 | bending test a57 | bending test a57 | 104 | test
2 | DCCD A54 | BENDING TEST DCCD A 54 | 103 | NOS
2 | DCCD-A54 | BENDING TEST ON CABLES (PER SAMPLE) | 1900 | TEST
2 | DCCD-A54 | BENDING TEST ON CABLES (PER SAMPLE) | 5700 | TEST
2 | CDD | BENDING TEST-14592 | 103 | NOS
2 | CABLE TESTING AND DIAGNOSIS OF 33kV SINGLE CORE 500 sq.mm HT CABLE | CABLE TESTING AND DIAGNOSIS OF 33kV SINGLE CORE 500 sq.mm HT CABLE | 349800 | TEST
2 | I&P/TRF/06 | CALCULATION OF SECONDARY LOOP TIME CONSTANT Ts FOR TPY CORE ON CT"s | 11800 | TEST
2 | INS H 5 (iii) | CAPACITANCE @ ANY ONE HIGHER FREQUENCY | 4950 | TEST
2 | DCCD-C121 | CAPACITANCE MEASUREMENT ON COUPLING CAPACITOR AT ROOM TEMPERATURE & AT RATED VOLTAGE | 3200 | TEST
2 | DCCD-C121 | CAPACITANCE MEASUREMENT ON COUPLING CAPACITOR AT ROOM TEMPERATURE & AT RATED VOLTAGE | 3850 | TEST
2 | DCCD-C39 | CAPACITANCE/TAN DELTA TEST AS A FUNCTION OF TEMPERATURE/VOLTAGE ON MOTOR/FIXED CAPACITORS | 3700 | TEST
2 | DCCD-C39 | CAPACITANCE/TAN DELTA TEST AS A FUNCTION OF TEMPERATURE/VOLTAGE ON MOTOR/FIXED CAPACITORS | 4450 | TEST
2 | DCCD-C126 | CAPACITOR DISCHARGE TEST | 15950 | TEST
2 | DCCD-C126 | CAPACITOR DISCHARGE TEST | 19150 | TEST
2 | DCCD-C56 | CAPACITOR DISCHARGE TEST ON HT CAPACITOR | 3100 | TEST
2 | DCCD-C71 | CAPACITOR DISCHARGE TEST ON HT CAPACITOR | 18900 | TEST
2 | DCCD-C56 | CAPACITOR DISCHARGE TEST ON HT CAPACITOR | 3750 | TEST
2 | DCCD-C71 | CAPACITOR DISCHARGE TEST ON HT CAPACITOR | 22700 | TEST
2 | Carbon black (DMD) | Carbon black (DMD) | 81 | test
2 | carbon black Content -a85 | carbon black Content -a85 | 90 | test
2 | CARBON BLACK CONTENT TEST -17380 | CARBON BLACK CONTENT TEST -17380 | 89.5 | TEST
2 | DCCD-A-85 | CARBON BLACK CONTENT TEST FOR PE SHEATH | 4950 | TEST
2 | CDD | CARBON BLACK CONTENT TEST-17380 | 90 | NOS
2 | 1.15 | CHARGES FOR ADDITIONAL/DUPLICATE TEST REPORT | 500 | ETC
2 | 1.15 | CHARGES FOR ADDITIONAL/DUPLICATE TEST REPORTS | 550 | ETC
2 | 1.15 | CHARGES FOR ADDITIONAL/DUPLICATE TEST REPORTS | 950 | ETC
2 | 1.15 | CHARGES FOR ADDITIONAL/DUPLICATE TEST REPORTS | 1000 | ETC
2 | 1.15 | CHARGES FOR ADDITIONAL/DUPLICATE TEST REPORTS | 1350 | ETC
2 | 1.15 | CHARGES FOR ADDITIONAL/DUPLICATE TEST REPORTS | 1450 | ETC
2 | 1.15 | CHARGES FOR ADDITIONAL/DUPLICATE TEST REPORTS | 1850 | ETC
2 | 1.15 | CHARGES FOR ADDITIONAL/DUPLICATE TEST REPORTS | 2000 | ETC
2 | 1.15 | CHARGES FOR ADDITIONAL/DUPLICATE TEST REPORTS | 3400 | ETC
2 | 1.15 | CHARGES FOR ADDITIONAL/DUPLICATE TEST REPORTS | 3550 | ETC
2 | PAGE 147 | CHARGES FOR ADDITIONAL/DUPLICATE TEST REPORTS | 2000 | REPORT
2 | PAGE 147 | CHARGES FOR ADDITIONAL/DUPLICATE TEST REPORTS | 10000 | REPORT
2 | PAGE 146 | CHARGES FOR SEALED CERTIFICATES PER COPY | 2600 | ETC
2 | PAGE 146 | CHARGES FOR SEALED CERTIFICATES PER COPY | 2750 | ETC
2 | CIRCUIT INTEGRITY TEST -DCCD-A83 | CIRCUIT INTEGRITY TEST -DCCD-A83 | 430 | TEST
2 | COLD ELONGATION - dmin-7 | COLD ELONGATION - dmin-7 | 167.66 | TEST
2 | DCCD | COLD ELONGATION TEST DCCD INSH-7 | 168 | NOS
2 | CDD | COLD IMPACT TEST DCCD G5 | 22 | NOS
2 | DCCD-C91 | COMPLETE ENDURANCE TEST SEQUENCE -UP TO & INCLUDING 200 KVAR | 600350 | TEST
2 | DCCD-C91 | COMPLETE ENDURANCE TEST SEQUENCE -UP TO & INCLUDING 200 KVAR | 720450 | TEST
2 | DCCD-C112 | COMPLETE ENDURANCE TEST SEQUENCE AS PER IEC-871-2:1999 ON HD POWER CAPACITORS(UP TO & INCL.200 KVAR) | 600350 | PER SAMPLE
2 | DCCD-C112 | COMPLETE ENDURANCE TEST SEQUENCE AS PER IEC-871-2:1999 ON HD POWER CAPACITORS(UP TO & INCL.200 KVAR) | 720450 | PER SAMPLE
2 | DCCD-C92 | COMPLETE ENDURANCE TEST SEQUENCE-ABOVE 200 KVAR UPTO & INCLUDING 400 KVAR | 691300 | TEST
2 | DCCD-C92 | COMPLETE ENDURANCE TEST SEQUENCE-ABOVE 200 KVAR UPTO & INCLUDING 400 KVAR | 829600 | TEST
2 | DCCD-C93 | COMPLETE ENDURANCE TEST SEQUENCE-ABOVE 400 KVAR UPTO & INCLUDING 600 KVAR | 794400 | TEST
2 | DCCD-C93 | COMPLETE ENDURANCE TEST SEQUENCE-ABOVE 400 KVAR UPTO & INCLUDING 600 KVAR | 953300 | TEST
2 | DCCD-C94 | COMPLETE ENDURANCE TEST SEQUENCE-ABOVE 600 KVAR UPTO & INCLUDING 800 KVAR | 915650 | TEST
2 | DCCD-C94 | COMPLETE ENDURANCE TEST SEQUENCE-ABOVE 600 KVAR UPTO & INCLUDING 800 KVAR | 1098800 | TEST
2 | DCCD-C95 | COMPLETE ENDURANCE TEST SEQUENCE-ABOVE 800 KVAR UPTO & INCLUDING 1000 KVAR | 1212750 | TEST
2 | DCCD-C95 | COMPLETE ENDURANCE TEST SEQUENCE-ABOVE 800 KVAR UPTO & INCLUDING 1000 KVAR | 2425500 | TEST
2 | DCCD-A32 | COMPLETE TYPE TEST SEQ. ON 220 KV XLPE CABLE ACCESSORIES(EXCEPT IMPULSE & POWER FREQUENCY TESTS) AS | 2789350 | SAMPLE
2 | DCCD-A32 | COMPLETE TYPE TEST SEQ. ON 220 KV XLPE CABLE ACCESSORIES(EXCEPT IMPULSE & POWER FREQUENCY TESTS) AS | 3347250 | SAMPLE
2 | DCCD-A31 | COMPLETE TYPE TEST SEQUENCE ON 220 KV XLPE CABLE(EXCEPT IMPULSE & POWER FREQUENCY TESTS) AS PER IS 7 | 2092050 | TEST
2 | DCCD-A31 | COMPLETE TYPE TEST SEQUENCE ON 220 KV XLPE CABLE(EXCEPT IMPULSE & POWER FREQUENCY TESTS) AS PER IS 7 | 2510500 | TEST
2 | CONDITIONING -c116 | CONDITIONING -c116 | 24.5 | TEST
2 | CONDITIONING -c116 | CONDITIONING -c116 | 24.33 | TEST
2 | CONDITIONING -c116 | CONDITIONING -c116 | 24.5 | TEST
2 | DCCD-C125 | CONDITIONING AT ROOM TEMPERATURE UNDER DC VOLTAGE(FOR 100 HRS OR PART THEREOF) FOR A NO. OF SAMPLES | 7600 | PER SAMPLE
2 | DCCD-C125 | CONDITIONING AT ROOM TEMPERATURE UNDER DC VOLTAGE(FOR 100 HRS OR PART THEREOF) FOR A NO. OF SAMPLES | 9150 | PER SAMPLE
2 | CONDITIONING FOR COLD IMPACT -g5 | CONDITIONING FOR COLD IMPACT -g5 | 116 | TEST
2 | DCCD G5 | CONDITIONING FOR TEST AT LOW TEMPERATURE DCCD G5 | 116 | NOS
2 | DCCD-C103 | CONDITIONING OF HT CAPACITORS AT ELEVATED TEMP. & UP TO A MAX DURATION OF 300 HRS. | 7350 | PER SAMPLE
2 | DCCD-C103 | CONDITIONING OF HT CAPACITORS AT ELEVATED TEMP. & UP TO A MAX DURATION OF 300 HRS. | 8850 | PER SAMPLE
2 | DCCD-C110 | CONDITIONING OF SAMPLE AT 1.1 UN AT ROOM TEMPERATURE(RT) FOR 24 HRS. | 12200 | PER SAMPLE
2 | DCCD-C110 | CONDITIONING OF SAMPLE AT 1.1 UN AT ROOM TEMPERATURE(RT) FOR 24 HRS. | 14650 | PER SAMPLE
2 | DCCD-G2 | CONDITIONING OF SAMPLES ABOVE 0.5 MTR. UPTO & INCL. 1 MTR. CUBE CAPA. COLD CHAMBER FOR 1 HR(RS.3100) | 3100 | TEST
2 | DCCD-G2 | CONDITIONING OF SAMPLES ABOVE 0.5 MTR. UPTO & INCL. 1 MTR. CUBE CAPA. COLD CHAMBER FOR 1 HR(RS.3100) | 3750 | TEST
2 | DCCD-G3 | CONDITIONING OF SAMPLES ABOVE 1MTR. UPTO & INCL. 3 MTRS.CUBE CAPACITY COLD CHAMBER FOR 1 HR.(RS.3700 | 3700 | TEST
2 | DCCD-G3 | CONDITIONING OF SAMPLES ABOVE 1MTR. UPTO & INCL. 3 MTRS.CUBE CAPACITY COLD CHAMBER FOR 1 HR.(RS.3700 | 4450 | TEST
2 | DCCD-G4 | CONDITIONING OF SAMPLES ABOVE 3 MTR.S UPTO & INCL.6 MTR. CUBE CAPACITY COLD CHAMBER FOR 1 HR/RS.5500 | 5500 | TEST
2 | DCCD-G4 | CONDITIONING OF SAMPLES ABOVE 3 MTR.S UPTO & INCL.6 MTR. CUBE CAPACITY COLD CHAMBER FOR 1 HR/RS.5500 | 6600 | TEST
2 | DCCD-G8 | CONDITIONING OF SAMPLES AT ELEVATED TEMP. PER DAY OF 24 HRS. OR PARTH THEREOF USING WEISS TECH. MAKE | 9000 | TEST
2 | DCCD-G8 | CONDITIONING OF SAMPLES AT ELEVATED TEMP. PER DAY OF 24 HRS. OR PARTH THEREOF USING WEISS TECH. MAKE | 10800 | TEST
2 | DCCD-G7 | CONDITIONING OF SAMPLES AT ELEVATED TEMP. UPTO 6HRS. OF PART THEREOF USING WEISS TECHNIQUE MAKE COND | 5800 | TEST
2 | DCCD-G7 | CONDITIONING OF SAMPLES AT ELEVATED TEMP. UPTO 6HRS. OF PART THEREOF USING WEISS TECHNIQUE MAKE COND | 7000 | TEST
2 | DCCD-G6 | CONDITIONING OF SAMPLES AT TEMPERATURE UPTO 6 HRS. OR PART THEREOF USING WEISS TECHNIQUE MAKE CONDIT | 4550 | TEST
2 | DCCD-G6 | CONDITIONING OF SAMPLES AT TEMPERATURE UPTO 6 HRS. OR PART THEREOF USING WEISS TECHNIQUE MAKE CONDIT | 5500 | TEST
2 | DCCD-G5 | CONDITIONING OF SAMPLES COLD BEND TEST/COLD IMPACT TEST ON CABLES/TEST AT A LOW TEMPERATURE ON EQUIP | 5300 | TEST
2 | DCCD-G5 | CONDITIONING OF SAMPLES COLD BEND TEST/COLD IMPACT TEST ON CABLES/TEST AT A LOW TEMPERATURE ON EQUIP | 6400 | TEST
2 | DCCD/TRF/02 (2) | CONDITIONING OF SAMPLES IN CLIMATIC/ENVIRONMENTAL CHAMBER AT 30 DEG C & BELOW | 4200 | HOUR/SAMPL
2 | DCCD-G13 | CONDITIONING OF SAMPLES IN CLIMATIC/ENVIRONMENTAL CHAMBER AT-30 DEGREE CENTIGRADE & BELOW(PER HOUR)( | 4200 | SAMPLE
2 | DCCD-G9 | CONDITIONING OF SAMPLES IN CLIMATIC/ENVIRONMENTAL CHAMBER OF CAPACITY GREATER THAN 6 CUBIC METER UND | 1800 | TEST
2 | DCCD-G9 | CONDITIONING OF SAMPLES IN CLIMATIC/ENVIRONMENTAL CHAMBER OF CAPACITY GREATER THAN 6 CUBIC METER UND | 2200 | TEST
2 | DCCD-G10 | CONDITIONING OF SAMPLES IN CLIMATIC/ENVIRONMENTAL CHAMBER OF CAPCITY GREATER THAN 6 CUBIC METER UNDE | 3450 | TEST
2 | DCCD-G10 | CONDITIONING OF SAMPLES IN CLIMATIC/ENVIRONMENTAL CHAMBER OF CAPCITY GREATER THAN 6 CUBIC METER UNDE | 4150 | TEST
2 | DCCD/TRF/02 (1) | CONDITIONING OF SAMPLES IN WALK-IN CHAMBER FOR 100 HRS (MAX.) OR PART THEREOF | 225000 | TEST
2 | DCCD-G12 | CONDITIONING OF SAMPLES IN WALK-IN CHAMBER FOR 100 HRS.(MAX.) OR PART THEREOF(PER SAMPLE) | 225000 | SAMPLE
2 | DCCD-G1 | CONDITIONING OF SAMPLES UPTO & INCL. 0.5MTR CUBE CAPACITY COLD CHAMBER FOR 1 HR.(MIN.RS. 1900) | 1900 | TEST
2 | DCCD-G1 | CONDITIONING OF SAMPLES UPTO & INCL. 0.5MTR CUBE CAPACITY COLD CHAMBER FOR 1 HR.(MIN.RS. 1900) | 2300 | TEST
2 | CONDUCTING CONDITION MONITORING /DIAGNOSTIC TESTS | DIAGNOSTIC TESTS ON POWER TRANSFORMERS | 250000 | TEST
2 | CONDUCTING CONDITION MONITORING/DIAGNOSTIC TESTS | CONDITION MONITORING/DIAGNOSTIC TESTS ON POWER TRANSFORMERS | 250000 | TEST
2 | CONDUCTING CONDITION MONITORING/DIAGNOSTIC TESTS | TESTS ON TRANSFORMER OIL | 26300 | TEST
2 | CONDUCTING CONDITION MONITORING/DIAGNOSTIC TESTS | FIXED CHARGES INCLUDING TRANSPORTATION, INSURANCE, TRAVEL EXPENSES ETC., | 180000 | TEST
2 | CONDUCTOR DIMENSION -14584 | CONDUCTOR DIMENSION -14584 | 15.33 | TEST
2 | Conductor dimensions c38 | Conductor dimensions c38 | 24 | test
2 | CDD | CONDUCTOR DIMENSIONS-14655 | 10 | NOS
2 | CONDUCTOR RESISTANCE -f1 | CONDUCTOR RESISTANCE -f1 | 42 | TEST
2 | Conductor Resistance f1 | Conductor Resistance f1 | 42 | test
2 | CDD | CONDUCTOR RESISTANCE TEST | 42 | NOS
2 | CONDUCTOR RESISTANCE TEST 14870 | CONDUCTOR RESISTANCE TEST 14870 | 3149 | NOS
2 | CONDUCTOR RESISTANCE TEST-14870 | CONDUCTOR RESISTANCE TEST-14870 | 41.66 | TEST
2 | CDD | CONDUCTOR RESISTANCE TEST, CAPACITANCE MEASUREMENT AND SHEATH RESISTANCE TEST ON CABLES | 30000 | NOS
2 | CDD | CONSULTANCY CHARGES OF OFFICIAL | 25000 | NOS
2 | CONSULTANCY CHARGES OF OFFICIAL | CONSULTANCY CHARGES OF OFFICIAL | 25000 | NOS
2 | 1.16 | CONSULTANCY- ADDL. DIRECTOR/ENGG. OFFICER GR.6 | 29650 | PER DAY
2 | 1.16 | CONSULTANCY- JOINT DIRECTOR/ENGG. OFFICER GR.5 | 27750 | PER DAY
2 | 1.16 | CONSULTANCY- SCIENTIFIC/ENGG. OFFICER GR.2 & BELOW | 17500 | PER DAY
2 | 1.16 | CONSULTANCY- SCIENTIFIC/ENGG. OFFICER GR.3 | 20900 | PER DAY
2 | 1.16 | CONSULTANCY- SCIENTIFIC/ENGG. OFFICER GR.4 | 22750 | PER DAY
2 | 1.16 | CONSULTANCY-ADDITIONAL DIRECTOR / ENGG. OFFICER GR. 6 | 11850 | ETC
2 | 1.16 | CONSULTANCY-DIRECTOR | 12500 | ETC
2 | 1.16 | CONSULTANCY-DIRECTOR | 31250 | PER DAY
2 | 1.16 | CONSULTANCY-DIRECTOR GENERAL | 13200 | ETC
2 | 1.16 | CONSULTANCY-DIRECTOR GENERAL | 33000 | PER DAY
2 | 1.16 | CONSULTANCY-JOINT DIRECTOR / ENGG. OFFICER GR. 5 | 11100 | DAY
2 | 1.16 | CONSULTANCY-SCIENTIFIC/ENGINEERING OFFICER GR. 2 | 7000 | TEST
2 | 1.16 | CONSULTANCY-SCIENTIFIC/ENGINEERING OFFICER GR. 3 | 8350 | TEST
2 | 1.16 | CONSULTANCY-SCIENTIFIC/ENGINEERING OFFICER GR. 4 | 9100 | TEST
2 | DCCD-A64 | CONTINUOUS CONDENSATION TEST/HVAC TEST UNDER INFLUENCE OF MOISTURE OF CALBE TERMINATION, INSULATORS | 18250 | TEST
2 | DCCD-A64 | CONTINUOUS CONDENSATION TEST/HVAC TEST UNDER INFLUENCE OF MOISTURE OF CALBE TERMINATION, INSULATORS | 21900 | TEST
2 | ST 13.3 (SC) | CURRENT ERROR & PHASE DISPLACEMENT MEASUREENT > 110KV | 1400 | TEST
2 | DCCD-C41 | DAMP HEAT TEST ON MOTOR START/FIXED CAPACITORS | 18250 | TEST
2 | DCCD-C41 | DAMP HEAT TEST ON MOTOR START/FIXED CAPACITORS | 21900 | TEST
2 | HVT12 O1 (4) | DC VOLTAGE TEST UPTO 150 KV DC (DRY) (W/S & F/O) | 6500 | TEST
2 | DCCD-C129 | DC VOLTAGE TEST UPTO 150 KV DC (DRY) ON LT CAPACITOR | 6150 | TEST
2 | DCCD-C129 | DC VOLTAGE TEST UPTO 150 KV DC (DRY) ON LT CAPACITOR | 7400 | TEST
2 | DCCD-A6 | DCCDA6-MEASUREMENT OF INSULATION RESISTANCE AT HIGH TEMPERATURE(IR AT MAXIMUM TEMPERATURE) | 1300 | TEST
2 | DCCD-A6 | DCCDA6-MEASUREMENT OF INSULATION RESISTANCE AT HIGH TEMPERATURE(IR AT MAXIMUM TEMPERATURE) | 1600 | TEST
2 | DCCD-A7 | DCCDA7-MEASUREMENT OF DIELECTRIC LOSSES WITH HV SCHERING BRIDGE (TAN DELTA VS VOLTAGE) AT ROOM TEMP | 1900 | TEST
2 | DCCD-C24 | DESTRUCTION TEST LT CAPACITORS-FROM 1 KVAR UP TO & INCLUDING 4 KVAR | 20100 | TEST
2 | DCCD-C24 | DESTRUCTION TEST LT CAPACITORS-FROM 1 KVAR UP TO & INCLUDING 4 KVAR | 24150 | TEST
2 | DCCD-C26 | DESTRUCTION TEST ON LT CAPACITORS-ABOVE 10 KVAR UPTO & INCLUDING 30 KVAR | 30400 | TEST
2 | DCCD-C26 | DESTRUCTION TEST ON LT CAPACITORS-ABOVE 10 KVAR UPTO & INCLUDING 30 KVAR | 36500 | TEST
2 | DCCD-C27 | DESTRUCTION TEST ON LT CAPACITORS-ABOVE 30 KVAR UPTO & INCLUDING 50 KVAR | 36450 | TEST
2 | DCCD-C27 | DESTRUCTION TEST ON LT CAPACITORS-ABOVE 30 KVAR UPTO & INCLUDING 50 KVAR | 43750 | TEST
2 | DCCD-C25 | DESTRUCTION TEST ON LT CAPACITORS-ABOVE 4 KVAR UP TO & INCLUDING 10 KVAR | 24300 | TEST
2 | DCCD-C25 | DESTRUCTION TEST ON LT CAPACITORS-ABOVE 4 KVAR UP TO & INCLUDING 10 KVAR | 29200 | TEST
2 | DCCD-C28 | DESTRUCTION TEST ON LT CAPACITORS-ABOVE 501 KVAR UP TO & INCLUDING 100 KVAR | 60700 | TEST
2 | DCCD-C28 | DESTRUCTION TEST ON LT CAPACITORS-ABOVE 501 KVAR UP TO & INCLUDING 100 KVAR | 121400 | TEST
2 | DCCD-C42 | DESTRUCTION TEST ON MOTOR START/FIXED CAPACITORS | 20650 | TEST
2 | DCCD-C42 | DESTRUCTION TEST ON MOTOR START/FIXED CAPACITORS | 24800 | TEST
2 | DCCD-C9 | DESTRUCTION TEST ON SELF HEALING METALLISED LT CAPACITORS (PER SAMPLE) | 0 | TEST
2 | DCCD-C9 | DESTRUCTION TEST ON SELF HEALING METALLISED LT CAPACITORS (PER SAMPLE) | 0 | TEST
2 | DCCD-C52 | DETERMINATION OF REACTIVE OUTPUT TEST | 1300 | TEST
2 | DCCD-C52 | DETERMINATION OF REACTIVE OUTPUT TEST | 1600 | TEST
2 | DCCD-C1 | DETERMINATION OF REACTIVE OUTPUT/CAPACITANCE | 550 | TEST
2 | DCCD-C1 | DETERMINATION OF REACTIVE OUTPUT/CAPACITANCE | 700 | TEST
2 | I&P/TRF/06 | DETERMINATION OF REMANENCE FACTOR Kr FOR TPY CLASS CORE TEST ON CT | 0 | TEST
2 | DCCD-C123 | DETERMINATION OF TEMPERATURE COEFFICIENT(PER SAMPLE) ON COUPLING/HT CAPACITOR/SURGE CAPACITOR/CVT | 21850 | TEST
2 | DCCD-C123 | DETERMINATION OF TEMPERATURE COEFFICIENT(PER SAMPLE) ON COUPLING/HT CAPACITOR/SURGE CAPACITOR/CVT | 26250 | TEST
2 | DFR TEST ON 28.5 MVA GT | DFR TEST ON 28.5 MVA GT | 65300 | NOS
2 | DIAGNOSTIC TEST ON STATION TRANSFORMERS | DIAGNOSTIC TEST ON STATION TRANSFORMERS | 75000 | NOS
2 | DIAGNOSTIC TESTS ON 33 MW HYDRO GENERATORS | DIAGNOSTIC TESTS ON 33 MW HYDRO GENERATORS | 175000 | RATE
2 | DIAGNOSTIC TESTS ON 41 MVA THREE PHASE TRANSFORMERS | DIAGNOSTIC TESTS ON 41 MVA THREE PHASE TRANSFORMERS | 250000 | RATE
2 | DIAGNOSTIC TESTS ON CVTs | DIAGNOSTIC TESTS ON CVTs | 15000 | NOS
2 | DIAGNOSTIC TESTS ON CVTs | DIAGNOSTIC TESTS ON CVTs | 15000 | NOS
2 | DIAGNOSTIC TESTS ON CVTs | DIAGNOSTIC TESTS ON CVTs | 15000 | RATE
2 | DIAGNOSTIC TESTS ON GENERATOR | DIAGNOSTIC TESTS ON GENERATOR | 175000 | NOS
2 | DIAGNOSTIC TESTS ON GENERATOR TRANSFORMERS | DIAGNOSTIC TESTS ON GENERATOR TRANSFORMERS | 250000 | NOS
2 | DIAGNOSTIC TESTS ON HYDRO-GENERATORS | DIAGNOSTIC TESTS ON HYDRO-GENERATORS | 175000 | NOS
2 | DIAGNOSTIC TESTS ON OIL FILLED CTs | DIAGNOSTIC TESTS ON OIL FILLED CTs | 15000 | NOS
2 | DIAGNOSTIC TESTS ON XLPE CABLES | DIAGNOSTIC TESTS ON XLPE CABLES | 30000 | NOS
2 | DCCD-A19 | DIELECTRIC LOSS ANGLE TEST AT VARIOUS VOLTAGES USING SCHERING BRIDGE AT ANY ONE TEMP(TAN DEL | 9750 | TEST
2 | DCCD-A19 | DIELECTRIC LOSS ANGLE TEST AT VARIOUS VOLTAGES USING SCHERING BRIDGE AT ANY ONE TEMP(TAN DEL | 11700 | TEST
2 | DCCD-A20 | DIELECTRIC LOSS ANGLE TEST AT VARIOUS VOLTAGES USING SCHERING BRIDGE UPTO A MAX.OF 5 TEMP(T | 11600 | TEST
2 | DCCD-A20 | DIELECTRIC LOSS ANGLE TEST AT VARIOUS VOLTAGES USING SCHERING BRIDGE UPTO A MAX.OF 5 TEMP(T | 13950 | TEST
2 | DCCD-A15 | DIELECTRIC POWER FACTOR & CAPACITANCE MEASUREMENT AT ELEVATED TEMP.(HOT TAN DELTA TEST) | 6950 | TEST
2 | DCCD-A15 | DIELECTRIC POWER FACTOR & CAPACITANCE MEASUREMENT AT ELEVATED TEMP.(HOT TAN DELTA TEST) | 8350 | TEST
2 | DCCD-A14 | DIELECTRIC POWER FACTOR AND CAPACITANCE MEASUREMENT(PER TEST) | 5750 | TEST
2 | DCCD-A14 | DIELECTRIC POWER FACTOR AND CAPACITANCE MEASUREMENT(PER TEST) | 6900 | TEST
2 | DCCD-A70 | DIELECTRIC STRENGTH RETENTION TEST(WATER IMMERSION) PER SAMPLE | 12200 | TEST
2 | DCCD-A70 | DIELECTRIC STRENGTH RETENTION TEST(WATER IMMERSION) PER SAMPLE | 14650 | TEST
2 | Dielectricl loss angle measurment - DCCD/ F14 | Dielectricl loss angle measurment - DCCD/ F14 | 214 | TEST
2 | DIMENSION -14584 | DIMENSION -14584 | 15 | TEST
2 | CDD | DIMENSION-14584 | 15 | NOS
2 | DCCD-C107 | DISCONNECTING TEST OF FUSES FOR POWER CAPACITORS ABOVE 650 VOLTS | 12200 | PER SAMPLE
2 | DCCD-C107 | DISCONNECTING TEST OF FUSES FOR POWER CAPACITORS ABOVE 650 VOLTS | 14650 | PER SAMPLE
2 | D | DISPOSAL OF SCRAP ALUMINIUM CABLE | 111300 | NOS
2 | DISPOSAL OF SCRAP ALUMINIUM CABLE | DISPOSAL OF SCRAP ALUMINIUM CABLE | 111300 | TEST
2 | DISPOSAL OF SCRAP METAL DRUM | SALE OF SCRAP METAL DRUM | 9.05 | TEST
2 | Dmin-77 - Cold Elongation test | Dmin-77 - Cold Elongation test | 168 | TEST
2 | DCCD-A56 | DRAINAGE TEST ON CABLES | 5500 | TEST
2 | DCCD-A56 | DRAINAGE TEST ON CABLES | 6600 | TEST
2 | DRAWING VERIFICATION - c115 | DRAWING VERIFICATION - c115 | 24 | TEST
2 | Drawing verification - c115 | Drawing verification - c115 | 24 | test
2 | drawing verification - DCCD/ c115 | drawing verification - DCCD/ c115 | 24 | TEST
2 | DCCD-A55 | DRIPPING TEST ON CABLES | 1100 | TEST
2 | DCCD-A55 | DRIPPING TEST ON CABLES | 1350 | TEST
2 | DCCD-C90 | EFFICACY OF DISCHARGE DEVICE/LEAKAGE CURRENT MEASUREMENT | 3700 | TEST
2 | DCCD-C90 | EFFICACY OF DISCHARGE DEVICE/LEAKAGE CURRENT MEASUREMENT | 7400 | TEST
2 | DCCD-C72 | EFFICACY OF DISCHARGE DEVICE/LEAKAGE CURRENT MEASUREMENT ON HT CAPACITOR | 2900 | TEST
2 | DCCD-C72 | EFFICACY OF DISCHARGE DEVICE/LEAKAGE CURRENT MEASUREMENT ON HT CAPACITOR | 3500 | TEST
2 | DCCD-C79 | EFFICACY OF DISCHARGE DEVICE/LEAKAGE CURRENT MEASUREMENT TESTS | 3100 | TEST
2 | DCCD-C79 | EFFICACY OF DISCHARGE DEVICE/LEAKAGE CURRENT MEASUREMENT TESTS | 6200 | TEST
2 | ELCID TEST ON HYDRO GENERATOR | ELCID TEST ON HYDRO GENERATOR | 275000 | RATE
2 | DCCD-F2 | ELECTRICAL LOAD CYCLE TEST ON COMPRESSION JOINT OF ALUMINIUM CONDUCTORS IN INSULATED CABLES | 109200 | PER SAMPLE
2 | DCCD-F2 | ELECTRICAL LOAD CYCLE TEST ON COMPRESSION JOINT OF ALUMINIUM CONDUCTORS IN INSULATED CABLES | 131050 | PER SAMPLE
2 | DCCD-A34 | ELECTRICAL TREEING TEST ON XLPE INSULATED CABLE. | 14600 | TEST
2 | DCCD-A34 | ELECTRICAL TREEING TEST ON XLPE INSULATED CABLE. | 17550 | TEST
2 | DCCD/TRF/04/14-15 DT | ENDURANCE TEST - AGEING TEST UPTO 200 KVAR HT CAPACITOR | 614000 | TEST
2 | DCCD-G11 | ENVIRONMENTAL TESTS USING THE ENVIRONMENTAL/CLIMATIC CHAMBERS PER QM 333 SPECIFICATION ON VARIOUS EL | 667050 | TEST
2 | DCCD-G11 | ENVIRONMENTAL TESTS USING THE ENVIRONMENTAL/CLIMATIC CHAMBERS PER QM 333 SPECIFICATION ON VARIOUS EL | 800500 | TEST
2 | I&P/TRF/06 | ERRORS AT LIMITING CONDITION TEST ON CT | 0 | TEST
2 | ESTIMATION OF HALOGEN ACID - 17527 | ESTIMATION OF HALOGEN ACID - 17527 | 48 | TEST
2 | DMPL-35 | ESTIMATION OF HALOGEN ACIT(WITHOUT EXTRACTION) | 2650 | TEST
2 | examinaton - c115 | examinaton - c115 | 25.3 | TEST
2 | I&P/TRF/06 | EXCITATION CHARACTERISTIC TEST ON CT | 0 | TEST
2 | DCCD/A90(A) | EXTN. OF PRE QUALIFN. TEST(400kV)CABLE WITH CONDUCTOR CROSS SECTION-1000sqmm | 7500000 | TEST
2 | DCCD/A90(B) | EXTN. OF PRE QUALIFN. TEST(400kV)CABLE WITH CONDUCTOR CROSS SECTION-1001 to 1600sqmm | 8000000 | TEST
2 | DCCD/A90(C) | EXTN. OF PRE QUALIFN. TEST(400kV)CABLE WITH CONDUCTOR CROSS SECTION-1600 to 2500sqmm | 9000000 | TEST
2 | FIRE RESISTANCE TEST -a53 | FIRE RESISTANCE TEST -a53 | 29 | TEST
2 | DCCD-B10 | FIRE RESISTANCE/FLAME RETARDANT TEST ON BUNCHED CABLES AS PER IEC-332/3 | 30400 | TEST
2 | DCCD-B10 | FIRE RESISTANCE/FLAME RETARDANT TEST ON BUNCHED CABLES AS PER IEC-332/3 | 36500 | TEST
2 | DCCD-A53 | FIRE RESISTANCE/RETARDENT TEST (PER SAMPLE) FLAMMABILITY | 1300 | TEST
2 | DCCD-A53 | FIRE RESISTANCE/RETARDENT TEST (PER SAMPLE) FLAMMABILITY | 1600 | TEST
2 | DCCD-A83 | FIRE SURVIVAL TEST | 9750 | TEST
2 | DCCD-A83 | FIRE SURVIVAL TEST | 11700 | TEST
2 | CDD | FIXED CHARGES INCLUDING TRANSPORTATION , INSURANCE AND TRAVEL EXPENSES EYTC | 200000 | NOS
2 | FIXED CHARGES INCLUDING TRANSPORTATION, INSURANCE AND TRAVEL EXPENSES ETC. | FIXED CHARGES INCLUDING TRANSPORTATION, INSURANCE AND TRAVEL EXPENSES ETC. | 250000 | NOS
2 | FIXED CHARGES INCLUDING TRANSPORTATION, INSURANCE, TRAVEL EXPENSES ETC | FIXED CHARGES INCLUDING TRANSPORTATION, INSURANCE, TRAVEL EXPENSES ETC | 50000 | NOS
2 | FIXED CHARGES INCLUDING TRANSPORTATION, INSURANCE, TRAVEL EXPENSES ETC | FIXED CHARGES INCLUDING TRANSPORTATION, INSURANCE, TRAVEL EXPENSES ETC | 200000 | NOS
2 | FIXED CHARGES INCLUDING TRANSPORTATION, INSURANCE, TRAVEL EXPENSES ETC. | FIXED CHARGES INCLUDING TRANSPORTATION, INSURANCE, TRAVEL EXPENSES ETC. | 180000 | TEST
2 | FIXED CHARGES INCLUDING TRANSPORTATION, INSURANCE, TRAVEL EXPENSES ETC. | FIXED CHARGES INCLUDING TRANSPORTATION, INSURANCE, TRAVEL EXPENSES ETC. | 180000 | NOS
2 | FIXED CHARGES INCLUDING TRANSPORTATION, INSURANCE, TRAVEL EXPENSES ETC. | FIXED CHARGES INCLUDING TRANSPORTATION, INSURANCE, TRAVEL EXPENSES ETC. | 180000 | NOS
2 | FIXED CHARGES INCLUDING TRANSPORTATION, INSURANCE, TRAVEL EXPENSES ETC., | FIXED CHARGES INCLUDING TRANSPORTATION, INSURANCE, TRAVEL EXPENSES ETC., | 170000 | TRIP
2 | DCCD-B13 | FLAME RETARDANCE TEST ON HEAT SHRINKABLE (HS) TUBING | 7950 | TEST
2 | DCCD-B13 | FLAME RETARDANCE TEST ON HEAT SHRINKABLE (HS) TUBING | 9550 | TEST
2 | DCCD-B7 | FLAME RETARDATION TEST ON LIFE CABLES/FLAMMABILITY TEST USING SWEDISH CHIMNEY | 1900 | TEST
2 | DCCD-B7 | FLAME RETARDATION TEST ON LIFE CABLES/FLAMMABILITY TEST USING SWEDISH CHIMNEY | 2300 | TEST
2 | DCCD-B7 | FLAME RETARDATION TEST ON LIFE CABLES/FLAMMABILITY TEST USING SWEDISH CHIMNEY | 2300 | TEST
2 | FLAME SPREAD TEST-60332 -b9 | FLAME SPREAD TEST-60332 -b9 | 1322 | TEST
2 | DCCD A53 | FLAMMABILITY TEST DCCD A53 | 29 | NOS
2 | DCCD-B11 | FLAMMABILITY TEST ON [PLASTIC MATERIALS (FOR A SET OF 5 SAMPLES (MAX) OR PART THEREOF) | 3700 | TEST
2 | DCCD-B11 | FLAMMABILITY TEST ON [PLASTIC MATERIALS (FOR A SET OF 5 SAMPLES (MAX) OR PART THEREOF) | 4450 | TEST
2 | DCCD-C36 | FLEXIBILITY OF LEAD TERMINATIONS/SOLDERING TAGS/SCREW TERMIUNALS | 550 | TEST
2 | DCCD-C36 | FLEXIBILITY OF LEAD TERMINATIONS/SOLDERING TAGS/SCREW TERMIUNALS | 700 | TEST
2 | DCCD-A80 | FLEXING TEST | 6150 | TEST
2 | DCCD-A80 | FLEXING TEST | 7400 | TEST
2 | INS H-5 | GRANULES MOULDING INTO SHEET FORM | 4950 | TEST
2 | DCCD-B6 | HALOGEN ACID GENERATION TEST(FRLS LAB CHARGES ONLY) | 1900 | TEST
2 | DCCD-B6 | HALOGEN ACID GENERATION TEST(FRLS LAB CHARGES ONLY) | 2300 | TEST
2 | HALONGEN ACID - b6 | HALONGEN ACID - b6 | 41.75 | TEST
2 | DCCD-F28 | HARMONIC MEASUREMENT AT SITE | 50000 | TEST
2 | DCCD/TRF/02 | HARMONIC MEASUREMENT UPTO 8 HOURS DURATION | 20000 | TEST
2 | DCCD-B16 | HEAT & VISIBLE SMOKE RELEASE RATES OF MATERIALS & PRODUCTS USING CONE CALORIMETER AS PER ASTM 1354/I | 18250 | TEST
2 | DCCD-B16 | HEAT & VISIBLE SMOKE RELEASE RATES OF MATERIALS & PRODUCTS USING CONE CALORIMETER AS PER ASTM 1354/I | 21900 | TEST
2 | DCCD-A67 | HEAT AGEING TEST (AIR BOMB METHOD) PER SAMPLE | 4900 | TEST
2 | DCCD-A67 | HEAT AGEING TEST (AIR BOMB METHOD) PER SAMPLE | 5900 | TEST
2 | DCCD-A66 | HEAT AGEING TEST (AIR OVEN METHOD) PER SAMPLE/HUMIDITY TEST | 6150 | TEST
2 | DCCD-A66 | HEAT AGEING TEST (AIR OVEN METHOD) PER SAMPLE/HUMIDITY TEST | 7400 | TEST
2 | DCCD-A65 | HEAT AGEING TEST (OXYGEN BOMB METHOD) | 8550 | TEST
2 | DCCD-A65 | HEAT AGEING TEST (OXYGEN BOMB METHOD) | 10300 | TEST
2 | DCCD-D15 | HEAT CYCLE TEST ON CONNECTORS & LUGS ETC.(UPTO 1000 CYCLES INCL. 100 RESISTANCE MEASUREMENT) | 451200 | TEST
2 | DCCD-D3 | HEAT RUN TEST-SINGLE PHASE OR 3 PHASE (ABOVE 1001 AMP & UPTO 2000 AMP | 11000 | PER SAMPLE
2 | DCCD-D3 | HEAT RUN TEST-SINGLE PHASE OR 3 PHASE (ABOVE 1001 AMP & UPTO 2000 AMP | 13200 | PER SAMPLE
2 | DCCD-D4 | HEAT RUN TEST-SINGLE PHASE OR 3 PHASE (ABOVE 2001 AMP & UPTO 3000 AMP) | 14650 | PER SAMPLE
2 | DCCD-D4 | HEAT RUN TEST-SINGLE PHASE OR 3 PHASE (ABOVE 2001 AMP & UPTO 3000 AMP) | 17600 | PER SAMPLE
2 | DCCD-D6 | HEAT RUN TEST-SINGLE PHASE OR 3 PHASE (ABOVE 4001 AMP & UPTO 5000 AMP) | 23350 | PER SAMPLE
2 | DCCD-D6 | HEAT RUN TEST-SINGLE PHASE OR 3 PHASE (ABOVE 4001 AMP & UPTO 5000 AMP) | 28050 | PER SAMPLE
2 | DCCD-D7 | HEAT RUN TEST-SINGLE PHASE OR 3 PHASE (ABOVE 5001 AMP & UPTO 6000 AMP) | 29250 | PER SAMPLE
2 | DCCD-D8 | HEAT RUN TEST-SINGLE PHASE OR 3 PHASE (ABOVE 6001 AMP & UPTO 7000 AMP) | 53300 | PER SAMPLE
2 | DCCD-D9 | HEAT RUN TEST-SINGLE PHASE OR 3 PHASE (ABOVE 7001 AMP & UPTO 8000 AMP) | 59100 | PER SAMPLE
2 | DCCD-D10 | HEAT RUN TEST-SINGLE PHASE OR 3 PHASE (ABOVE 8001 AMP & UPTO 9000 AMP) | 64700 | PER SAMPLE
2 | DCCD-D11 | HEAT RUN TEST-SINGLE PHASE OR 3 PHASE (ABOVE 9001 AMP & UPTO 10000 AMP) | 71800 | PER SAMPLE
2 | DCCD-D2 | HEAT RUN TEST-SINGLE PHASE OR 3 PHASE(ABOVE 201 AMP & UPTO 1000AMP) | 7600 | PER SAMPLE
2 | DCCD-D2 | HEAT RUN TEST-SINGLE PHASE OR 3 PHASE(ABOVE 201 AMP & UPTO 1000AMP) | 9150 | PER SAMPLE
2 | DCCD-D5 | HEAT RUN TEST-SINGLE PHASE OR 3 PHASE(ASBOVE 3001 AMP & UPTO 4000 AMP) | 19000 | PER SAMPLE
2 | DCCD-D5 | HEAT RUN TEST-SINGLE PHASE OR 3 PHASE(ASBOVE 3001 AMP & UPTO 4000 AMP) | 22800 | PER SAMPLE
2 | DCCD-D1 | HEAT RUN TEST-SINGLE PHASE OR 3 PHASE(UPTO & INCL. 200 AMP.) | 4950 | PER SAMPLE
2 | DCCD-D1 | HEAT RUN TEST-SINGLE PHASE OR 3 PHASE(UPTO & INCL. 200 AMP.) | 5950 | PER SAMPLE
2 | DCCD A48 | HEAT SHOCK TEST DCCD A48 | 18 | NOS
2 | HEATING CYCLE TEST - 14541 | HEATING CYCLE TEST - 14541 | 36.25 | TEST
2 | HEATING CYCLE TEST - a11a | HEATING CYCLE TEST - a11a | 239.15 | TEST
2 | Heating cycle Test - a4 | Heating cycle Test - a4 | 36.6 | TEST
2 | Heating Cycle test a22(a) | Heating Cycle test a22(a) | 630 | test
2 | DCCD-A2 | HEATING CYCLE TEST ON CABLES LIKE PVC,XLPE,PILC SAMPLES(3 CYCLES) | 3700 | TEST
2 | DCCD-A2 | HEATING CYCLE TEST ON CABLES LIKE PVC,XLPE,PILC SAMPLES(3 CYCLES) | 4450 | TEST
2 | CDD | HEATING CYCLE TEST-14541 | 36.25 | NOS
2 | DCCD-A22 | HEATING CYCLE TEST/HEATING OF SAMPLES FOR TESTS (PER CYCLE OF 24 HOURS OR PART THEREOF) | 28950 | TEST
2 | DCCD-A22 | HEATING CYCLE TEST/HEATING OF SAMPLES FOR TESTS (PER CYCLE OF 24 HOURS OR PART THEREOF) | 34750 | TEST
2 | HEATING FOR IMPULSE -a16(a) | HEATING FOR IMPULSE -a16(a) | 80 | TEST
2 | DCCD A2 | HEATING FOR IMPULSE DCCD A2 | 36.33 | NOS
2 | HEATING FOR IMPULSE TEST - 14541 | HEATING FOR IMPULSE TEST - 14541 | 36.33 | TEST
2 | CDD | HEATING FOR IMPULSE TEST-14541 | 36 | NOS
2 | Heating for Impulse/ PD test - a36 | Heating for Impulse/ PD test - a36 | 107 | TEST
2 | DCCD-A36 | HEATING OF SAMPLES FOR IMPULSE TEST( PER SAMPLE) | 4900 | TEST
2 | DCCD-A36 | HEATING OF SAMPLES FOR IMPULSE TEST( PER SAMPLE) | 5900 | TEST
2 | DCCD-C37 | HERMATIC SEALING TEST | 1000 | TEST
2 | DCCD-C37 | HERMATIC SEALING TEST | 1200 | TEST
2 | DCCD-C124 | HIGH FREQUENCY & EQUIVALENT SERIES RESISTANCE(PER SAMPLE) ON COUPLING CAPACITOR /CVT | 17000 | TEST
2 | DCCD-C124 | HIGH FREQUENCY & EQUIVALENT SERIES RESISTANCE(PER SAMPLE) ON COUPLING CAPACITOR /CVT | 20400 | TEST
2 | HIGH VOLTAGE TEST - 4 HOURS14547 | HIGH VOLTAGE TEST - 4 HOURS14547 | 23.53 | TEST
2 | HIGH VOLTAGE TEST -14547 | HIGH VOLTAGE TEST -14547 | 1779.6 | NOS
2 | HIGH VOLTAGE TEST -15 MINUTES - 14547 | HIGH VOLTAGE TEST -15 MINUTES - 14547 | 23.66 | TEST
2 | CDD | HIGH VOLTAGE TEST-15 MINUTES-14547 | 23.54 | NOS
2 | CDD | HIGH VOLTAGE TEST-4 HOURS-14547 | 23.6 | NOS
2 | DCCD-C46 | HIGH VOLTAGE TEST(FOR 2 MEASUREMENT ON EACH SAMPLE & NO. OF SAMPLES AS PER SPECIFICATIONS | 900 | TEST
2 | DCCD-C46 | HIGH VOLTAGE TEST(FOR 2 MEASUREMENT ON EACH SAMPLE & NO. OF SAMPLES AS PER SPECIFICATIONS | 1100 | TEST
2 | HIGH VOLTAGE TEST/LEAKAGE CURRENT TEST -14547 | HIGH VOLTAGE TEST/LEAKAGE CURRENT TEST -14547 | 1780 | NOS
2 | HOT DEFORMATION - a52 | HOT DEFORMATION - a52 | 40 | TEST
2 | Hot deformation - a52 | Hot deformation - a52 | 40 | test
2 | CDD | HOT DEFORMATION TEST-14590 | 40 | NOS
2 | HOT DEFORMATION TEST-14590 | HOT DEFORMATION TEST-14590 | 40 | TEST
2 | DCCD-A52 | HOT DEFORMATION/PRESSURE TEST FOR INSULATION & SHATHS OF PLASTIC POWER CABLES | 1800 | TEST
2 | DCCD-A52 | HOT DEFORMATION/PRESSURE TEST FOR INSULATION & SHATHS OF PLASTIC POWER CABLES | 2200 | TEST
2 | DCCD-A49 | HOT DEFORMATION/PRESSURE TEST ON DOMESTIC/CONTROL CABLES | 1300 | TEST
2 | DCCD-A49 | HOT DEFORMATION/PRESSURE TEST ON DOMESTIC/CONTROL CABLES | 1600 | TEST
2 | DCCD/TRF/02/05.08.14 | HOT RESISTANCE MEASU. ON REACTORS/ LINE TRAPS & OTHER EQUIPMENTS | 12000 | NO.
2 | HOT SET TEST - 14588 | HOT SET TEST - 14588 | 41.66 | TEST
2 | HOT SET TEST - a50 | HOT SET TEST - a50 | 42 | TEST
2 | HOT SET TEST -14588 | HOT SET TEST -14588 | 3149 | NOS
2 | Hot Set Test -a50 | Hot Set Test -a50 | 42 | test
2 | DCCD-A50 | HOT SET TEST ON INSULATION OF PLASTIC POWER CABLES | 1900 | TEST
2 | DCCD-A50 | HOT SET TEST ON INSULATION OF PLASTIC POWER CABLES | 2300 | TEST
2 | CDD | HOT SET TEST-14588 | 41.66 | NOS
2 | Hv dc test - c105 | Hv dc test - c105 | 54 | TEST
2 | HV DC TEST-C105 | HV DC TEST-C105 | 54 | NOS
2 | Hvac test - a9 | Hvac test - a9 | 24 | TEST
2 | HVAC TEST A9 | HVAC TEST A9 | 24 | NOS
2 | HVAC TEST AT ROOM TEMPERATURE 14547 | HVAC TEST AT ROOM TEMPERATURE 14547 | 24 | NOS
2 | DCCD-C105 | HVDC/LEAKAGE CURRENT MEASUREMENT TEST USING 200 KV DC TEST SET | 2500 | PER SAMPLE
2 | DCCD-C105 | HVDC/LEAKAGE CURRENT MEASUREMENT TEST USING 200 KV DC TEST SET | 3000 | PER SAMPLE
2 | DCCD-C106 | HYDRAULIC PRESSURE TEST ON CAPACITORS | 6150 | PER SAMPLE
2 | DCCD-C106 | HYDRAULIC PRESSURE TEST ON CAPACITORS | 7400 | PER SAMPLE
2 | CDD/TRF/01/2020-21 | IEC 62067-2011 - HEATING CYCLE VOLTAGE TEST (PER CYCLE OF 24 HOURS DURATION OR PART THEREOF) FOR 400 | 125000 | TEST
2 | CDD/TRF/01/2020-21 | IEC 62067-2011 - HEATING CYCLE VOLTAGE TEST (PER CYCLE OF 24 HOURS DURATION OR PART THEREOF) FOR 400 | 180000 | TEST
2 | CDD/TRF/01/2020-21 | IEC 62067-2011 - HEATING CYCLE VOLTAGE TEST (PER CYCLE OF 24 HRS DURATION OR PART THEREOF | 140000 | TEST
2 | CDD/TRF/01/2020-21 | IEC 62067-2011 - HEATING FOR CABLE FOR PARTICAL DISCHARGE TEST/IMPULSE TEST FOR CABLES OF CONDUCTOR | 60000 | TEST
2 | CDD/TRF/01/2020-21 | IEC 62067-2011 - HEATING FOR CABLE FOR PARTICAL DISCHARGE TEST/IMPULSE TEST FOR CABLES OF CONDUCTOR | 65000 | TEST
2 | CDD/TRF/01/2020-21 | IEC 62067-2011 - HEATING FOR CABLE FOR PARTICAL DISCHARGE TEST/IMPULSE TEST FOR CABLES OF CONDUCTOR | 70000 | TEST
2 | CDD/TRF/01/2020-21 | IEC 62067-2011 - LIGHTNING IMPULSE TEST FOR CABLES (SINGLE PHASE) | 110000 | TEST
2 | CDD/TRF/01/2020-21 | IEC 62067-2011 - LONGITUDINAL WATER PENETRATION TEST - FOR 400 kV CABLES OF CONDUCTOR CROSS SECTIONS | 800000 | TEST
2 | CDD/TRF/01/2020-21 | IEC 62067-2011 - LONGITUDINAL WATER PENETRATION TEST - FOR 400 kV CABLES OF CONDUCTOR CROSS SECTIONS | 900000 | TEST
2 | CDD/TRF/01/2020-21 | IEC 62067-2011 - MEASUREMENT OF DIELECTRIC LOSS ANGLE MEASUREMENT AT VARIOUS VOLTAGES AT AMBIENT | 85000 | TEST
2 | CDD/TRF/01/2020-21 | IEC 62067-2011 - MEASUREMENT OF DIELECTRIC LOSS ANGLE MEASUREMENT AT VARIOUS VOLTAGES/TEMPEATURES UP | 170000 | TEST
2 | CDD/TRF/01/2020-21 | IEC 62067-2011 - PARTICAL DISCHARGE TEST | 95000 | TEST
2 | CDD/TRF/01/2020-21 | IEC 62067-2011 - POWER FREQUENCY HV AC TEST UP TO A MAXIMUM OF 1 HOUR OR PART THEREOF | 90000 | TEST
2 | CDD/TRF/01/2020-21 | IEC 62067-2011 - SAMPLE PREPARATION/HANDLING CHARGES FOR PHYSICAL/ELECTRICAL TESTS FOR CABLES WITH | 47000 | TEST
2 | CDD/TRF/01/2020-21 | IEC 62067-2011 - SAMPLE PREPARATION/HANDLING CHARGES FOR PHYSICAL/ELECTRICAL TESTS FOR CABLES WITH | 70000 | TEST
2 | CDD/TRF/01/2020-21 | IEC 62067-2011 - SWITCHING IMPULSE TEST FOR CABLES (SINGLE PHASE) | 130000 | TEST
2 | CDD/TRF/01/2020-21 | IEC 62067-2011 - TEST ON OUTER PROTECTION TEST FOR JOINTS - FOR CABLES OF CONDUCTOR CROSS SECTIONS | 900000 | TEST
2 | CDD/TRF/01/2020-21 | IEC 62067-2011 - TEST ON OUTER PROTECTION TEST FOR JOINTS - FOR CABLES OF CONDUCTOR CROSS SECTIONS | 1000000 | TEST
2 | CDD/TRF/01/2020-21 | IEC 62067-2011 - TEST ON OUTER PROTECTION TEST FOR JOINTS FOR CABLES OF CONDUCTOR CROSS SECTIONS | 950000 | TEST
2 | CDD/TRF/01/2020-21 | IEC-62067-2011 - LONGITUDINAL WATER PENETRATION TEST - FOR 400 kV CABLES OF CONDUCTOR CROSS SECTIONS | 680000 | TEST
2 | CDD/TRF/01/20-21 | IEC-62067-2011 - SAMPLE PREPRATION/HANDLING CHARGES FOR PHYSICAL/ELECTRICAL TESTS FOR CABLES WITH | 42000 | TEST
2 | IMPACT TEST - a63 | IMPACT TEST - a63 | 21.5 | TEST
2 | DCCD-A63 | IMPACT TEST ON CABLE JOINTS/HAMMERING TEST ON SAMPLES | 1000 | TEST
2 | DCCD-A63 | IMPACT TEST ON CABLE JOINTS/HAMMERING TEST ON SAMPLES | 1200 | TEST
2 | Impulse - a75 | Impulse - a75 | 476 | TEST
2 | IMPULSE TEST - 14613 | IMPULSE TEST - 14613 | 476 | TEST
2 | DCCD A75 | IMPULSE TEST (1 PHASE) DCCD A75 | 476 | NOS
2 | DCCD-C16 | IMPULSE TEST ON LT POWER CAPACITOR | 3100 | TEST
2 | DCCD-C16 | IMPULSE TEST ON LT POWER CAPACITOR | 3750 | TEST
2 | CDD | IMPULSE TEST-14613 | 476 | NOS
2 | DCCD-A-86 | IMPULSE VOLTAGE W/S TEST 1 PHASE DRY(109-420) | 55500 | TEST
2 | DCCD-A75 | IMPULSE VOLTAGE WITHSTAND TEST ON CABLES-3 PHASE (PER SAMPLE) | 21850 | TEST
2 | DCCD-A75 | IMPULSE VOLTAGE WITHSTAND TEST ON CABLES-3 PHASE (PER SAMPLE) | 26250 | TEST
2 | DCCD-A74 | IMPULSE VOLTAGE WITHSTAND TEST ON CABLES-SINGLE PHASE (PER SAMPLE) | 14600 | TEST
2 | DCCD-A74 | IMPULSE VOLTAGE WITHSTAND TEST ON CABLES-SINGLE PHASE (PER SAMPLE) | 17550 | TEST
2 | DCCD-C118 | IMPULSE VOLTAGE WITHSTAND TEST ON HT CAPACITORS-SINGLE/3 PHASE | 17000 | PER SAMPLE
2 | DCCD-C118 | IMPULSE VOLTAGE WITHSTAND TEST ON HT CAPACITORS-SINGLE/3 PHASE | 20400 | PER SAMPLE
2 | Impulse withstand Test | Impulse withstand Test | 1005 | test
2 | IMPULSE WITHSTAND TEST - a75 | IMPULSE WITHSTAND TEST - a75 | 476 | TEST
2 | DCCD/TRF-01,13.06.11 | INDUCTANCE MEASUREMENT ON LINE TRAPS/ELEC. EQUIP. UPTO & INCL.1000A | 2500 | SAMPLE
2 | DCCD/TRF-01,13.06.11 | INDUCTANCE MEASUREMENT ON LINE TRAPS/ELEC. EQUIP. UPTO & INCL.2000A | 3500 | SAMPLE
2 | INS H 2 (v) | INDUCTANCE, CAPACITANCE USING LCR BRIDGE | 2200 | TEST
2 | INSULATION RESISTANCE AT AMBIENT TEMPERATURE-14543 | INSULATION RESISTANCE AT AMBIENT TEMPERATURE-14543 | 20 | NOS
2 | DCCD-A13 | INSULATION RESISTANCE AT MAXIMUM CONDUCTOR TEMPERATURE | 2450 | TEST
2 | DCCD-A13 | INSULATION RESISTANCE AT MAXIMUM CONDUCTOR TEMPERATURE | 2950 | TEST
2 | DCCD-A12 | INSULATION RESISTANCE AT ROOM TEMPERATURE | 1000 | TEST
2 | DCCD-A12 | INSULATION RESISTANCE AT ROOM TEMPERATURE | 1200 | TEST
2 | DCCD-C45 | INSULATION RESISTANCE TEST (FOR 2 MEASUREMENT ON EACH SAMPLE & NO. OF SAMPLES ASS PER SPECIFICATIONS | 900 | TEST
2 | DCCD-C45 | INSULATION RESISTANCE TEST (FOR 2 MEASUREMENT ON EACH SAMPLE & NO. OF SAMPLES ASS PER SPECIFICATIONS | 1100 | TEST
2 | INSULATION RESISTANCE TEST AT AMB.TEMP-14543 | INSULATION RESISTANCE TEST AT AMB.TEMP-14543 | 20 | NOS
2 | INSULATION RESISTANCE TEST AT HIGH TEMP.-14544 | INSULATION RESISTANCE TEST AT HIGH TEMP.-14544 | 29 | NOS
2 | DCCD-E3 | INSULATION RESISTANCE/POLARISATION INDEX(IR/PI TEST) | 6150 | TEST
2 | DCCD-E3 | INSULATION RESISTANCE/POLARISATION INDEX(IR/PI TEST) | 12300 | TEST
2 | DCCD-F19 | INSULATION RESISTANCE/POLARIZATION INDEX(IR/PI_MEASUREMENT ON HV MOTORS/TRANSFORMERS, GENERATORS,ROT | 6050 | TEST
2 | DCCD-F19 | INSULATION RESISTANCE/POLARIZATION INDEX(IR/PI_MEASUREMENT ON HV MOTORS/TRANSFORMERS, GENERATORS,ROT | 7300 | TEST
2 | UHV TEST | LIGHTNING IMPULSE VOLTAGE WITHSTAND TEST | 11050 | TEST
2 | LOAD CYCLE TEST -14540 | LOAD CYCLE TEST -14540 | 1780 | NOS
2 | DCCD-A3 | LOAD CYCLE TEST ON SINGLE PHASE CABLES (PER CYCLE OF 8 HOURS OR PART THERE OF) | 650 | TEST
2 | DCCD-A3 | LOAD CYCLE TEST ON SINGLE PHASE CABLES (PER CYCLE OF 8 HOURS OR PART THERE OF) | 1300 | TEST
2 | DCCD-A4 | LOAD CYCLE TEST ON THREE PHASE CABLES (PER CYCLE OF 8 HOURS OR PART THERE OF) | 1000 | TEST
2 | DCCD-A4 | LOAD CYCLE TEST ON THREE PHASE CABLES (PER CYCLE OF 8 HOURS OR PART THERE OF) | 2000 | TEST
2 | DCCD/A22(B) | LOAD CYCLE TEST(110/115/132kV RATING) CABLE WITH CONDUCTOR CROSS SECTION-(1001-1600sqmm) | 40000 | TEST
2 | DCCD/A22(C) | LOAD CYCLE TEST(110/115/132kV RATING) CABLE WITH CONDUCTOR CROSS SECTION-(1600-2500sqmm) | 53000 | TEST
2 | DCCD/A22(A) | LOAD CYCLE TEST(110/115/132kV RATING) CABLE WITH CONDUCTOR CROSS SECTION-UPTO 1000sqmm | 34750 | TEST
2 | DCCD/A28(b) | LOAD CYCLE TEST(220 kV RATING) CABLE WITH CONDUCTOR CROSS SECTION-1001 to 1600sqmm | 110000 | TEST
2 | DCCD/A28(c) | LOAD CYCLE TEST(220 kV RATING) CABLE WITH CONDUCTOR CROSS SECTION-1601 to 2500sqmm | 125000 | TEST
2 | DCCD/A28(A) | LOAD CYCLE TEST(220 kV RATING) CABLE WITH CONDUCTOR CROSS SECTION-UPTO 1000sqmm | 106700 | TEST
2 | DCCD/A11(B) | LOAD CYCLE TEST(66 kV RATING) CABLE WITH CONDUCTOR CROSS SECTION-(1001-1600sqmm) | 15000 | TEST
2 | DCCD/A11(C) | LOAD CYCLE TEST(66 kV RATING) CABLE WITH CONDUCTOR CROSS SECTION-(1601-2500sqmm) | 20000 | TEST
2 | DCCD/A11(A) | LOAD CYCLE TEST(66 kV RATING) CABLE WITH CONDUCTOR CROSS SECTION-UPTO 1000sqmm | 13200 | TEST
2 | DCCD-A28 | LOAD CYCLE TEST/HEATING OF CABLES FOR TESTS (PER CYCLE OF 24 HRS. DURATION OR PART THEREOF) | 44450 | TEST
2 | DCCD-A28 | LOAD CYCLE TEST/HEATING OF CABLES FOR TESTS (PER CYCLE OF 24 HRS. DURATION OR PART THEREOF) | 53350 | TEST
2 | DCCD-A11 | LOAD CYCLE TEST/HEATING OF SAMPLES BY PASSING CURRENT(PER CYCLE OF 8 HRS. DUR. OR PART THERE | 3650 | TEST
2 | DCCD-A11 | LOAD CYCLE TEST/HEATING OF SAMPLES BY PASSING CURRENT(PER CYCLE OF 8 HRS. DUR. OR PART THERE | 4400 | TEST
2 | DCCD/TRF/01,13.06.11 | LOAD TEST /ENDURANCE TEST /TEMP RISE TEST (INDUCTIVE, CAPACITIVE OR COMBINATION) ON ELEC. EQUIP, ABO | 76000 | SAMPLE
2 | DCCD/TRF/01,13.06.11 | LOAD TEST /ENDURANCE TEST /TEMP RISE TEST (INDUCTIVE, CAPACITIVE OR COMBINATION) ON ELEC. EQUIP, ABO | 9500 | SAMPLE
2 | O.O.DCCD/TRF/05 | LOAD TEST /ENDURANCE TEST ON ELECTRICAL EQUIPMENT 200A - 500 A (Addl. hour OR part therof) | 5200 | hour
2 | O.O.DCCD/TRF/05 | LOAD TEST /ENDURANCE TEST ON ELECTRICAL EQUIPMENT 200A - 500 A (MIN. 8 Hrs) | 41600 | TEST
2 | O.O.DCCD/TRF/05 | LOAD TEST /ENDURANCE TEST ON ELECTRICAL EQUIPMENT UPTO AND INCL. 200A (Addnl. hour OR part therof) | 2600 | Hour
2 | O.O.DCCD/TRF/05 | LOAD TEST /ENDURANCE TEST ON ELECTRICAL EQUIPMENT UPTO AND INCL. 200A (MIN. 8 Hrs) | 20800 | TEST
2 | DCCD/TRF/03/14-15 | LOAD TEST(PER HOUR AFTER 8 HRS) | 15625 | TEST
2 | HVL ICG 2(I) | LONG DURATION CURRENT IMPULSE WITHSTAND TEST - UPTO 5 kA | 24200 | TEST
2 | DCCD-C40 | LONG TIME OPERATION/ENDURANCE TEST ON MOTOR START/FIXED CAPACITORS(UPTO A MAX. OF 400 MFD) | 18250 | TEST
2 | DCCD-C40 | LONG TIME OPERATION/ENDURANCE TEST ON MOTOR START/FIXED CAPACITORS(UPTO A MAX. OF 400 MFD) | 21900 | TEST
2 | DCCD-C70 | M.MENT OD DIELECTRIC LOSS ANGLE AT VARIOUS TEMP. ON HT CAPACITORS WITH HELP OF HV SCERING BRIDGE | 15800 | TEST
2 | DCCD-C70 | M.MENT OD DIELECTRIC LOSS ANGLE AT VARIOUS TEMP. ON HT CAPACITORS WITH HELP OF HV SCERING BRIDGE | 19000 | TEST
2 | DCCD-C74 | M.MENT OF DIELECTRIC LOSS ANGLE AT RATED VOLTAGE & AT A SPEC. TEMP WITH HELP OF HV SCHERING BRIDGE | 9750 | TEST
2 | DCCD-C74 | M.MENT OF DIELECTRIC LOSS ANGLE AT RATED VOLTAGE & AT A SPEC. TEMP WITH HELP OF HV SCHERING BRIDGE | 11700 | TEST
2 | DCCD-C68 | M.MENT OF DIELECTRIC LOSS ANGLE AT RATED VOLTAGE & AT A SPECIFIC TEMP. WITH HELP OF SCHERING BRIDGE | 6750 | TEST
2 | DCCD-C68 | M.MENT OF DIELECTRIC LOSS ANGLE AT RATED VOLTAGE & AT A SPECIFIC TEMP. WITH HELP OF SCHERING BRIDGE | 8100 | TEST
2 | DCCD-C65 | M.MENT OF DIELECTRIC LOSS ANGLE AT RATED VOLTAGE & AT A VARIOUS TEMP WITH HELP OF HV SCHERING BRIDGE | 5750 | TEST
2 | DCCD-C65 | M.MENT OF DIELECTRIC LOSS ANGLE AT RATED VOLTAGE & AT A VARIOUS TEMP WITH HELP OF HV SCHERING BRIDGE | 6900 | TEST
2 | DCCD-C66 | M.MENT OF DIELECTRIC LOSS ANGLE AT RATED VOLTAGE & AT A VARIOUS TEMP. WITH HELP OF HV SCHERING BRIDG | 13400 | TEST
2 | DCCD-C66 | M.MENT OF DIELECTRIC LOSS ANGLE AT RATED VOLTAGE & AT A VARIOUS TEMP. WITH HELP OF HV SCHERING BRIDG | 16100 | TEST
2 | DCCD-C75 | M.MENT OF DIELECTRIC LOSS ANGLE AT VARIOUS TEMP. WITH HELP OF HV SCHERING BRIDGE ON HT CAPACITOR | 24300 | TEST
2 | DCCD-C75 | M.MENT OF DIELECTRIC LOSS ANGLE AT VARIOUS TEMP. WITH HELP OF HV SCHERING BRIDGE ON HT CAPACITOR | 48600 | TEST
2 | DCCD-F12 | M.MENT OF DIELECTRIC LOSS ANGLE TEST AT VARIOUS TEST VOLTAGES-UPTO & INCLUDING 33 KV | 5400 | TEST
2 | DCCD-F12 | M.MENT OF DIELECTRIC LOSS ANGLE TEST AT VARIOUS TEST VOLTAGES-UPTO & INCLUDING 33 KV | 6500 | TEST
2 | DCCD-F16 | M.MENT OF DIELECTRIC LOSS ANGLE WITH HELP OF SCHERING BRIDGE(TEN DELTA VS VOLTAGE AT ROOM TEMP) | 44700 | TEST
2 | DCCD-F16 | M.MENT OF DIELECTRIC LOSS ANGLE WITH HELP OF SCHERING BRIDGE(TEN DELTA VS VOLTAGE AT ROOM TEMP) | 53650 | TEST
2 | MASS OF ZINC COATING -14580 | MASS OF ZINC COATING -14580 | 12.66 | TEST
2 | CDD | MASS OF ZINC COATING- 14580 | 12.66 | NOS
2 | DCCD-C81 | MEASUREMENT DIELECTRIC LOSS ANGLE AT RATED VOLTAGE(TAN DELTA VS VOLTAGE) | 9750 | TEST
2 | DCCD-C81 | MEASUREMENT DIELECTRIC LOSS ANGLE AT RATED VOLTAGE(TAN DELTA VS VOLTAGE) | 19500 | TEST
2 | DCCD-A27 | MEASUREMENT DIELECTRIC LOSS ANGLE TEST AT VARIOUS TEMP. UPTO A MAX OF 5 TEMP. WITH HELP OF HV SCHERI | 21000 | TEST
2 | DCCD-A27 | MEASUREMENT DIELECTRIC LOSS ANGLE TEST AT VARIOUS TEMP. UPTO A MAX OF 5 TEMP. WITH HELP OF HV SCHERI | 25200 | TEST
2 | DCCD-C54 | MEASUREMENT OF DIELECTRIC LOSS ANGLE AT RATED VOLTAGE & AT A SPECIFIC TEMP. WITH HELP OF HV SCHERING | 5400 | TEST
2 | DCCD-C54 | MEASUREMENT OF DIELECTRIC LOSS ANGLE AT RATED VOLTAGE & AT A SPECIFIC TEMP. WITH HELP OF HV SCHERING | 6500 | TEST
2 | DCCD-C86 | MEASUREMENT OF DIELECTRIC LOSS ANGLE AT RATED VOLTAGE(TAN DELTA VS VOLTAGE) | 12200 | TEST
2 | DCCD-C86 | MEASUREMENT OF DIELECTRIC LOSS ANGLE AT RATED VOLTAGE(TAN DELTA VS VOLTAGE) | 24400 | TEST
2 | DCCD-C55 | MEASUREMENT OF DIELECTRIC LOSS ANGLE AT VARIOUS TEMP. ON HT CAPACITOR WITH HELP OF HV SCHERING BRIDG | 11950 | TEST
2 | DCCD-C55 | MEASUREMENT OF DIELECTRIC LOSS ANGLE AT VARIOUS TEMP. ON HT CAPACITOR WITH HELP OF HV SCHERING BRIDG | 14350 | TEST
2 | DCCD-A26 | MEASUREMENT OF DIELECTRIC LOSS ANGLE TEST AT VARIOUS TEMP WITH THE HELP OF HV SCHERING BRIDGE | 18200 | TEST
2 | DCCD-A26 | MEASUREMENT OF DIELECTRIC LOSS ANGLE TEST AT VARIOUS TEMP WITH THE HELP OF HV SCHERING BRIDGE | 21850 | TEST
2 | DCCD/A27 | MEASUREMENT OF DIELECTRIC LOSS ANGLE TEST AT VARIOUS VOLTAGES (upto max. of 5 TEMP ) | 50500 | TEST
2 | DCCD/A26 | MEASUREMENT OF DIELECTRIC LOSS ANGLE TEST AT VARIOUS VOLTAGES AT AMB. TEMP | 42700 | TEST
2 | DCCD-F15 | MEASUREMENT OF DIELECTRIC LOSS ANGLE TEST-ABOVE 132 KV AND UPTO AND INCLUDING 220 KV | 17400 | TEST
2 | DCCD-F15 | MEASUREMENT OF DIELECTRIC LOSS ANGLE TEST-ABOVE 132 KV AND UPTO AND INCLUDING 220 KV | 26100 | TEST
2 | DCCD-F13 | MEASUREMENT OF DIELECTRIC LOSS ANGLE TEST-ABOVE 33 KV AND UPTO AND INCLUDING 66KV | 6800 | TEST
2 | DCCD-F13 | MEASUREMENT OF DIELECTRIC LOSS ANGLE TEST-ABOVE 33 KV AND UPTO AND INCLUDING 66KV | 10200 | TEST
2 | DCCD-F14 | MEASUREMENT OF DIELECTRIC LOSS ANGLE TEST-ABOVE 66 KV AND UPTO & INCLUDING 132 KV | 7850 | TEST
2 | DCCD-F14 | MEASUREMENT OF DIELECTRIC LOSS ANGLE TEST-ABOVE 66 KV AND UPTO & INCLUDING 132 KV | 11800 | TEST
2 | DCCD-C82 | MEASUREMENT OF DIELECTRIC LOSS ANGLE VS TEMPERATURE(TAN DELTA AT ELEVATED TEMPERATURE) | 24300 | TEST
2 | DCCD-C87 | MEASUREMENT OF DIELECTRIC LOSS ANGLE VS TEMPERATURE(TAN DELTA AT ELEVATED TEMPERATURE) | 31600 | TEST
2 | DCCD-C82 | MEASUREMENT OF DIELECTRIC LOSS ANGLE VS TEMPERATURE(TAN DELTA AT ELEVATED TEMPERATURE) | 48600 | TEST
2 | DCCD-C87 | MEASUREMENT OF DIELECTRIC LOSS ANGLE VS TEMPERATURE(TAN DELTA AT ELEVATED TEMPERATURE) | 63200 | TEST
2 | DCCD-E4 | MEASUREMENT OF DIELECTRIC LOSS ANGLE/(TAN DELTA/PD TEST) ON STATOR WINDINGS OF HIGH VOLTAGE MOTORS | 8550 | TEST
2 | DCCD-E4 | MEASUREMENT OF DIELECTRIC LOSS ANGLE/(TAN DELTA/PD TEST) ON STATOR WINDINGS OF HIGH VOLTAGE MOTORS | 17100 | TEST
2 | DCCD-E1 | MEASUREMENT OF DIELECTRIC LOSS ANGLE/(TEN DELTA/PD TEST) ON STATOR COILS/BARS OF HIGH VOLTAGE MOTORS | 4550 | TEST
2 | DCCD-E1 | MEASUREMENT OF DIELECTRIC LOSS ANGLE/(TEN DELTA/PD TEST) ON STATOR COILS/BARS OF HIGH VOLTAGE MOTORS | 5500 | TEST
2 | DCCD-C12 | MEASUREMENT OF DIELECTRIC LOSSES AT ELEVATED TEMP. UP TO A MAX OF 5 TEMP. WITH HELP OF HV SCHERING B | 4900 | TEST
2 | DCCD-C12 | MEASUREMENT OF DIELECTRIC LOSSES AT ELEVATED TEMP. UP TO A MAX OF 5 TEMP. WITH HELP OF HV SCHERING B | 5900 | TEST
2 | DCCD-C11 | MEASUREMENT OF DIELECTRIC LOSSES AT ROOM TEMP. WITH HELP OF HV SCHERING BRIDGE | 3100 | TEST
2 | DCCD-C11 | MEASUREMENT OF DIELECTRIC LOSSES AT ROOM TEMP. WITH HELP OF HV SCHERING BRIDGE | 3750 | TEST
2 | DCCD-A8 | MEASUREMENT OF DIELECTRIC LOSSES UPTO A MAX. OF 5TEMP.VOL WITH HELP OF HV SCHERING BRIDGE | 3100 | TEST
2 | DCCD-A8 | MEASUREMENT OF DIELECTRIC LOSSES UPTO A MAX. OF 5TEMP.VOL WITH HELP OF HV SCHERING BRIDGE | 3750 | TEST
2 | DCCD-A7 | MEASUREMENT OF DIELECTRIC LOSSES WITH HV SCHERING BRIDGE (TAN DELTA VS VOLTAGE) AT ROOM TEMP | 2300 | TEST
2 | DCCD A6 | MEASUREMENT OF INSULATION RESISTANCE AT HIGH TEMPERATURE | 1600 | NOS
2 | DCDD-C10 | MEASUREMENT OF INSULATION RESISTANCE AT ROOM TEMP.(IR AT MAX TEMP) PER CORE OF CABLE/SAMPLE OF CAPAC | 900 | TEST
2 | DCDD-C10 | MEASUREMENT OF INSULATION RESISTANCE AT ROOM TEMP.(IR AT MAX TEMP) PER CORE OF CABLE/SAMPLE OF CAPAC | 1100 | TEST
2 | DCCD-A5 | MEASUREMENT OF INSULATION RESISTANCE AT ROOM TEMPERATURE(IR) | 900 | TEST
2 | DCCD-A5 | MEASUREMENT OF INSULATION RESISTANCE AT ROOM TEMPERATURE(IR) | 1100 | TEST
2 | DCCD-C102 | MEASUREMENT OF INTERNAL INDUCTANCE OF CAPACITORS(LT/HT TYPE) | 6750 | PER SAMPLE
2 | DCCD-C102 | MEASUREMENT OF INTERNAL INDUCTANCE OF CAPACITORS(LT/HT TYPE) | 8100 | PER SAMPLE
2 | DCCD-F1 | MEASUREMENT OF LOW RESISTANCE/MILLIVOLT DROP TEST(CONDUCTOR RESISTANCE TEST) MAGNETIC POWER LOSS TES | 1900 | PER SAMPLE
2 | DCCD-F1 | MEASUREMENT OF LOW RESISTANCE/MILLIVOLT DROP TEST(CONDUCTOR RESISTANCE TEST) MAGNETIC POWER LOSS TES | 2300 | PER SAMPLE
2 | ST-8 | MEASUREMENT OF VOLTAGE AND TRANSFORMER-PER CYCLE-1 | 850 | TEST
2 | CDD | MEASUREMENT OF VOLUME RESISTANCE OF SEMI CONDUCTOR SHEET USING 4 ELECTRODE SYSTEM | 3750 | NOS
2 | ST 23 a | MECHANICAL ENDURANCE TEST - ABOVE 1kV UPTO 12 kV RATING | 9650 | TEST
2 | DCCD-F10 | MECHANICAL OPERATIONS ON BREAKERS UPTO A MAXIMUM OF 100 OPERATIONS OR PART THEREOF | 4100 | TEST
2 | DCCD-F10 | MECHANICAL OPERATIONS ON BREAKERS UPTO A MAXIMUM OF 100 OPERATIONS OR PART THEREOF | 4950 | TEST
2 | DCCD-A62 | MESUREMENT OF VOLUME RESISTANCE OF SEMI CONDUCTOR SHEET USING 4 ELECTRODE SYSTEM | 3100 | TEST
2 | DCCD-A62 | MESUREMENT OF VOLUME RESISTANCE OF SEMI CONDUCTOR SHEET USING 4 ELECTRODE SYSTEM | 3750 | TEST
2 | MINIMUM ORDER VALUE - TESTING OF EQUIPMENT | MINIMUM ORDER VALUE - TESTING OF EQUIPMENT | 10000 | TEST
2 | MINIMUM ORDER VALUE - TESTING OF MATERIALS | MINIMUM ORDER VALUE - TESTING OF MATERIALS | 2400 | TEST
2 | PAGE NO. 146 | MINIMUM TEST CHARGES AND ISSUE OF TEST REPORT | 2000 | TEST
2 | PAGE NO. 147 | MINIMUM TEST CHARGES AND ISSUE OF TEST REPORT | 2400 | TEST
2 | DCCD-C51 | MISC. TEST ON LT CAPACITORS-HVAC TEST(UNDER WET CONDITIONS) | 4550 | PER SAMPLE
2 | DCCD-C51 | MISC. TEST ON LT CAPACITORS-HVAC TEST(UNDER WET CONDITIONS) | 5500 | PER SAMPLE
2 | DCCD-C50 | MISC. TESTS ON LT CAPACITORS-BREAKDOWN VOLTAGE TEST(HVDC-BDV | 3100 | PER SAMPLE
2 | DCCD-C50 | MISC. TESTS ON LT CAPACITORS-BREAKDOWN VOLTAGE TEST(HVDC-BDV | 3750 | PER SAMPLE
2 | DCCD-C49 | MISCELLANEOUS TEST ON LT CAPACITORS-MEASUREMENT OF PEAK INRUSH CURRENT OF LOW VOLTAGE CAPACITORS | 7350 | PER SAMPLE
2 | DCCD-C49 | MISCELLANEOUS TEST ON LT CAPACITORS-MEASUREMENT OF PEAK INRUSH CURRENT OF LOW VOLTAGE CAPACITORS | 8850 | PER SAMPLE
2 | DCCD-C48 | MISCELLANEOUS TESTS ON LT CAPACITORS-REPEATED CHARGE/DISCHARGE ON LT CAPACITORS (PER 100 CYCLES | 2750 | TEST
2 | DCCD-C48 | MISCELLANEOUS TESTS ON LT CAPACITORS-REPEATED CHARGE/DISCHARGE ON LT CAPACITORS (PER 100 CYCLES | 3300 | TEST
2 | CDD | OFFLINE DIAGNOSTIC TESTS ON POWER TRANSFORMERS | 250000 | NOS
2 | DCCD-A68 | OIL RESISTANCE TEST | 7350 | TEST
2 | DCCD-A68 | OIL RESISTANCE TEST | 8850 | TEST
2 | DCCD-C114 | ON LINE TESTING OF ELECTRICAL EQUIPMENT FOR ACOUSTIC EMISSION MEASUREMENT | 24300 | PER SAMPLE
2 | DCCD-C114 | ON LINE TESTING OF ELECTRICAL EQUIPMENT FOR ACOUSTIC EMISSION MEASUREMENT | 29200 | PER SAMPLE
2 | CDD | ONLINE PARTIAL DISCHARGE DETECTION BE ACOUSTIC EMISSION TECHNIQUE ON POWER TRANSFORMERS | 133500 | NOS
2 | ONLINE WITNESSING OF PRE-CHARGING TESTS OF 120 MVA AUTO TRANSFORMER | ONLINE WITNESSING OF PRE-CHARGING TESTS OF 120 MVA AUTO TRANSFORMER | 50000 | MANDAYS
2 | OVERALL DIAMETER -14584 | OVERALL DIAMETER -14584 | 15 | TEST
2 | CDD | OVERALL DIAMETER-14584 | 15.33 | NOS
2 | DCCD/TRF/04/14-15 DT | OVERVOLTAGE TEST(201 TO 400 KVAR HT CAPACITOR | 550 | ONE SAMPLE
2 | DCCD/TRF/04/14-15 DT | OVERVOLTAGE TEST(401 TO 600 KVAR HT CAPACITOR | 700 | ONE SAMPLE
2 | DCCD/TRF/04/7-1-15 | OVERVOLTAGE TEST(upto 200 KVAR HT CAPACITOR) | 150000 | TEST
2 | OXYGEN INDEX - b2 | OXYGEN INDEX - b2 | 138 | TEST
2 | DCCD-B2 | OXYGEN INDEX TEST | 6300 | TEST
2 | DCCD-B2 | OXYGEN INDEX TEST | 7600 | TEST
2 | DCCD-A10 | PARTIAL DISCHARGE (PD) TEST | 5850 | TEST
2 | DCCD-A1 | PARTIAL DISCHARGE (PD) TEST | 3300 | TEST
2 | DCCD-A10 | PARTIAL DISCHARGE (PD) TEST | 7050 | TEST
2 | DCCD-A1 | PARTIAL DISCHARGE (PD) TEST | 4000 | TEST
2 | DCCD-F26 | PARTIAL DISCHARGE MEASUREMENTS ON POWER TRANSFORMERS AT SITE BY ACCOUSTIC EMISSION TECHNIQUE | 66750 | PER TRANSF
2 | DCCD-F26 | PARTIAL DISCHARGE MEASUREMENTS ON POWER TRANSFORMERS AT SITE BY ACCOUSTIC EMISSION TECHNIQUE | 133500 | PER TRANSF
2 | DCCD-C13 | PARTIAL DISCHARGE ON LT CAPACITORS ( MODEL UNITS) | 6150 | TEST
2 | DCCD-C13 | PARTIAL DISCHARGE ON LT CAPACITORS ( MODEL UNITS) | 7400 | TEST
2 | DCCD/A24 | PARTIAL DISCHARGE TEST | 67000 | TEST
2 | partial discharge test - a1 | partial discharge test - a1 | 73.5 | TEST
2 | Partial discharge Test - DCCD/F6 | Partial discharge Test - DCCD/F6 | 292.8 | TEST
2 | CDD | PARTIAL DISCHARGE TEST -16556 | 72 | NOS
2 | PARTIAL DISCHARGE TEST -a10 | PARTIAL DISCHARGE TEST -a10 | 127.5 | TEST
2 | Partial discharge test -a18 | Partial discharge test -a18 | 232 | test
2 | DCCD-A18 | PARTIAL DISCHARGE TEST (PD TEST) | 10650 | TEST
2 | DCCD-A24 | PARTIAL DISCHARGE TEST (PD TEST) | 27950 | TEST
2 | DCCD-A18 | PARTIAL DISCHARGE TEST (PD TEST) | 12800 | TEST
2 | DCCD-A24 | PARTIAL DISCHARGE TEST (PD TEST) | 33550 | TEST
2 | PARTIAL DISCHARGE TEST 16556 | PARTIAL DISCHARGE TEST 16556 | 72.5 | TEST
2 | PARTIAL DISCHARGE TEST ON GENERATORS | PARTIAL DISCHARGE TEST ON GENERATORS | 60500 | TEST
2 | DCCD-C97 | PARTIAL DISCHARGE TEST ON HT CAPACITORS(MODEL UNITS) | 6150 | PER SAMPLE
2 | DCCD-C97 | PARTIAL DISCHARGE TEST ON HT CAPACITORS(MODEL UNITS) | 7400 | PER SAMPLE
2 | DCCD-C108 | PARTIAL DISCHARGE TEST USING ACCOUSTIC TECHNIQUE ON HT CAPACITORS | 3200 | PER SAMPLE
2 | DCCD-C108 | PARTIAL DISCHARGE TEST USING ACCOUSTIC TECHNIQUE ON HT CAPACITORS | 3850 | PER SAMPLE
2 | DCCD-C14 | PARTIAL DISCHARGE TEST USING ACCOUSTIC TECHNIQUE ON KLT CAPACITORS(PER TEST/MEASUREMENT/SAMPLE) | 900 | TEST
2 | DCCD-C14 | PARTIAL DISCHARGE TEST USING ACCOUSTIC TECHNIQUE ON KLT CAPACITORS(PER TEST/MEASUREMENT/SAMPLE) | 1100 | TEST
2 | CDD | PARTIAL DISCHARGE TEST-16556 | 72.5 | NOS
2 | DCCD-F7 | PARTIAL DISCHARGE TEST-ABOVE 145 KV UPTO & INCLUDING 220 KV | 14500 | TEST
2 | DCCD-F7 | PARTIAL DISCHARGE TEST-ABOVE 145 KV UPTO & INCLUDING 220 KV | 21750 | TEST
2 | DCCD-F8 | PARTIAL DISCHARGE TEST-ABOVE 220 KV & UPTO 399 KV | 17400 | TEST
2 | DCCD-F8 | PARTIAL DISCHARGE TEST-ABOVE 220 KV & UPTO 399 KV | 20900 | TEST
2 | DCCD-F5 | PARTIAL DISCHARGE TEST-ABOVE 33 KV UPTO & INCLUDING 72.5 KV | 8250 | TEST
2 | DCCD-F5 | PARTIAL DISCHARGE TEST-ABOVE 33 KV UPTO & INCLUDING 72.5 KV | 12400 | TEST
2 | DCCD-F6 | PARTIAL DISCHARGE TEST-ABOVE 72.5 KV UPTO & INCLUDING 145 KV | 10750 | TEST
2 | DCCD-F6 | PARTIAL DISCHARGE TEST-ABOVE 72.5 KV UPTO & INCLUDING 145 KV | 16150 | TEST
2 | DCCD-F4 | PARTIAL DISCHARGE TEST-UPTO & INCLUDING 33 KV | 5050 | TEST
2 | DCCD-F4 | PARTIAL DISCHARGE TEST-UPTO & INCLUDING 33 KV | 6100 | TEST
2 | CDD | PARTIAL DISCHARGE(PD) TEST DCCD-A1-02/09/2020 | 4000 | NOS
2 | DCCD-F18 | PARTIAL TEST ON CURRENT TRANSFORMERS/DRY TYPE POWER TRANSFORMERS/CVTS-ABOVE 400 KV & HIGHER RATING | 21400 | TEST
2 | DCCD-F18 | PARTIAL TEST ON CURRENT TRANSFORMERS/DRY TYPE POWER TRANSFORMERS/CVTS-ABOVE 400 KV & HIGHER RATING | 25700 | TEST
2 | DCCD-F17 | PARTIIAL DISCHARGE TEST ON CURRENT TRANSFORMERS/DRY TYPE POWER TRANSFORMERS/CVTS-ABOVE 220 KV & UPTO | 22350 | TEST
2 | DCCD-F17 | PARTIIAL DISCHARGE TEST ON CURRENT TRANSFORMERS/DRY TYPE POWER TRANSFORMERS/CVTS-ABOVE 220 KV & UPTO | 26850 | TEST
2 | DCCD-F27 | PHOTOGRAPHS AS PER CLIENT | 300 | PHOTO
2 | DCCD-C104 | PHYSICAL VERIFICATION OF INTERNAL CONSTRUCTION OF HT CAPACITORS | 7350 | PER SAMPLE
2 | DCCD-C104 | PHYSICAL VERIFICATION OF INTERNAL CONSTRUCTION OF HT CAPACITORS | 8850 | PER SAMPLE
2 | DCCD-C100 | POLARITY INVERSION TEST ON HD CAPACITORS(CHARGES FOR 100 POLARITY REVERSAL) | 2500 | PER SAMPLE
2 | DCCD-C100 | POLARITY INVERSION TEST ON HD CAPACITORS(CHARGES FOR 100 POLARITY REVERSAL) | 3000 | PER SAMPLE
2 | HV-T3, C3-1 | POWER FREQ VOLTAGE W/S. / FLASH OVER TEST(DRY) | 4350 | TEST
2 | DCCD/A17 | POWER FREQ. HVAC TEST ON CABLES OF DURATION UPTO 1 Hr OR PART THEREOF | 5200 | TEST
2 | DCCD/A23 | POWER FREQ. HVAC TEST ON CABLES OF DURATION UPTO 1 Hr OR PART THEREOF | 50000 | TEST
2 | DCCD/A29 | POWER FREQ. HVAC TEST ON CABLES OF DURATION UPTO 1 Hr OR PART THEREOF | 70000 | TEST
2 | HVT4-F2.9 | POWER FREQ. VOLT.W/S. TEST & FLASH OVER TEST(DRY) | 11150 | TEST
2 | DCCD-A29 | POWER FREQUENCY (HV TEST) ON CABLES UPTO A MAXIMUM OF 1 HR. DURATION OR PART THEREOF | 10450 | TEST
2 | DCCD-A29 | POWER FREQUENCY (HV TEST) ON CABLES UPTO A MAXIMUM OF 1 HR. DURATION OR PART THEREOF | 12550 | TEST
2 | DCCD-A9 | POWER FREQUENCY HVAC TEST ON CABLES OF DURATION UPTO 1 HR. OR PART THEREOF (HVAC ROUTINE) | 1050 | TEST
2 | DCCD-A9 | POWER FREQUENCY HVAC TEST ON CABLES OF DURATION UPTO 1 HR. OR PART THEREOF (HVAC ROUTINE) | 1300 | TEST
2 | DCCD-A23 | POWER FREQUENCY HVAC TEST UPTO A MAXIMUM OF 1 HR. OR PART THERE OF | 8200 | TEST
2 | DCCD-A23 | POWER FREQUENCY HVAC TEST UPTO A MAXIMUM OF 1 HR. OR PART THERE OF | 9850 | TEST
2 | power frequency test a23 | power frequency test a23 | 906 | test
2 | DCCD-C4 | POWER FREQUENCY TEST/HVAC TEST ON LT CAPACITORS/CONSTANT CURRENT REGULATOR/VOLTAGE STABILISER | 700 | TEST
2 | DCCD-C4 | POWER FREQUENCY TEST/HVAC TEST ON LT CAPACITORS/CONSTANT CURRENT REGULATOR/VOLTAGE STABILISER | 850 | TEST
2 | HVT4 F2 (9) | POWER FREQUENCY VOLTAGE WITH STAND & FLASH OVER TEST (DRY) | 8550 | TEST
2 | HVT10-M1.7 | POWER FREQUENCY VOLTAGE WITHSTAND TEST ON VALVE TERMINAL. | 38300 | TEST
2 | HVT6j3(2) | POWER FREQUENCY WITHSTAND TEST (WET) | 9300 | TEST
2 | DCCD-A17 | POWER FRQUENCY HVAC TEST ON CABLES OF DURATION UPTO 1 HR. OR PART THEREOF (HVAC-ROUTINE) | 1200 | TEST
2 | DCCD-A17 | POWER FRQUENCY HVAC TEST ON CABLES OF DURATION UPTO 1 HR. OR PART THEREOF (HVAC-ROUTINE) | 3600 | TEST
2 | DCCD-C61 | POWER FRQUENCY TEST/HVAC TEST ON HT CAPACITOR (BETWEEN TERMINALS AND CONTAINER) | 700 | TEST
2 | DCCD-C61 | POWER FRQUENCY TEST/HVAC TEST ON HT CAPACITOR (BETWEEN TERMINALS AND CONTAINER) | 850 | TEST
2 | DCCD/A84(d) | PRE QUALIFN. TEST(132kV)CABLE WITH CONDUCTOR CROSS SECTION-1000sqmm | 3200000 | TEST
2 | DCCD/A93(a) | PRE QUALIFN. TEST(132kV)CABLE WITH CONDUCTOR CROSS SECTION-1000sqmm | 9600000 | TEST
2 | DCCD/A84(e) | PRE QUALIFN. TEST(132kV)CABLE WITH CONDUCTOR CROSS SECTION-1001 to 1600sqmm | 3600000 | TEST
2 | DCCD/A93(B) | PRE QUALIFN. TEST(132kV)CABLE WITH CONDUCTOR CROSS SECTION-1001 to 1600sqmm | 10200000 | TEST
2 | DCCD/A84(f) | PRE QUALIFN. TEST(132kV)CABLE WITH CONDUCTOR CROSS SECTION-1600 to 2500sqmm | 4300000 | TEST
2 | DCCD/A93(C) | PRE QUALIFN. TEST(132kV)CABLE WITH CONDUCTOR CROSS SECTION-1600 to 2500sqmm | 11000000 | TEST
2 | DCCD/A84(g) | PRE QUALIFN. TEST(220kV)CABLE WITH CONDUCTOR CROSS SECTION-1000sqmm | 7100000 | TEST
2 | DCCD/A88(A) | PRE QUALIFN. TEST(220kV)CABLE WITH CONDUCTOR CROSS SECTION-1000sqmm | 21400000 | TEST
2 | DCCD/A84(h) | PRE QUALIFN. TEST(220kV)CABLE WITH CONDUCTOR CROSS SECTION-1001 to 1600sqmm | 7300000 | TEST
2 | DCCD/A88(B) | PRE QUALIFN. TEST(220kV)CABLE WITH CONDUCTOR CROSS SECTION-1001 to 1600sqmm | 22000000 | TEST
2 | DCCD/A84(i) | PRE QUALIFN. TEST(220kV)CABLE WITH CONDUCTOR CROSS SECTION-1600 to 2500sqmm | 8100000 | TEST
2 | DCCD/A88(C) | PRE QUALIFN. TEST(220kV)CABLE WITH CONDUCTOR CROSS SECTION-1600 to 2500sqmm | 24300000 | TEST
2 | DCCD/A91(A) | PRE QUALIFN. TEST(400kV)CABLE WITH CONDUCTOR CROSS SECTION-1000sqmm | 30000000 | TEST
2 | DCCD/A91(B) | PRE QUALIFN. TEST(400kV)CABLE WITH CONDUCTOR CROSS SECTION-1001 to 1600sqmm | 32000000 | TEST
2 | DCCD/A91(C) | PRE QUALIFN. TEST(400kV)CABLE WITH CONDUCTOR CROSS SECTION-1600 to 2500sqmm | 35000000 | TEST
2 | DCCD/A84(a) | PRE QUALIFN. TEST(66kV)CABLE WITH CONDUCTOR CROSS SECTION-1000sqmm | 2300000 | TEST
2 | DCCD/A92(a) | PRE QUALIFN. TEST(66kV)CABLE WITH CONDUCTOR CROSS SECTION-1000sqmm | 6900000 | TEST
2 | DCCD/A84(b) | PRE QUALIFN. TEST(66kV)CABLE WITH CONDUCTOR CROSS SECTION-1001 to 1600sqmm | 2700000 | TEST
2 | DCCD/A92(B) | PRE QUALIFN. TEST(66kV)CABLE WITH CONDUCTOR CROSS SECTION-1001 to 1600sqmm | 7500000 | TEST
2 | DCCD/A84(c) | PRE QUALIFN. TEST(66kV)CABLE WITH CONDUCTOR CROSS SECTION-1600 to 2500sqmm | 3100000 | TEST
2 | DCCD/A92(C) | PRE QUALIFN. TEST(66kV)CABLE WITH CONDUCTOR CROSS SECTION-1600 to 2500sqmm | 8000000 | TEST
2 | PRE-COMMISSIONING TEST | CONDUCTOR RESISTANCE TEST, CAPACITANCE MEASUREMENT AND SHEATH RESISTANCE TEST ON CABLES | 30000 | TEST
2 | PRE-COMMISSIONING TEST | CONSULTANCY CHARGES OF OFFICIAL | 25000 | TEST
2 | PRE-QUALIFICATION TEST ON 220 kV CABLE | PRE-QUALIFICATION TEST ON 220 kV CABLE | 5500000 | TEST
2 | PRE-QUALIFICATION TEST ON 220kV CABLE (OFFICE ORDER NO.120) SL,NO.1.C.a | PRE-QUALIFICATION TEST ON 220kV CABLE (OFFICE ORDER NO.120) SL,NO.1.C.a | 6075000 | TEST
2 | DCCD-A39 | PRECEE TEST ON ARMOUR WIRES | 550 | TEST
2 | DCCD-A39 | PRECEE TEST ON ARMOUR WIRES | 700 | TEST
2 | DCCD-A40 | PRECEE TEST ON GALVANISED MATERIAL (OTHER THAN ARMOUR WIRES/STRIPES) (FOR SAMPLE LESS THAN 10 CM DIA | 1300 | TEST
2 | DCCD-A40 | PRECEE TEST ON GALVANISED MATERIAL (OTHER THAN ARMOUR WIRES/STRIPES) (FOR SAMPLE LESS THAN 10 CM DIA | 1600 | TEST
2 | DCCD-A41 | PRECEE TEST ON GALVANISED MATERIALS (OTHE THAN ARMOUR WIRES/STRIPES) (FOR SAMPLE MORE THAN CMS DIA/H | 3100 | TEST
2 | DCCD-A41 | PRECEE TEST ON GALVANISED MATERIALS (OTHE THAN ARMOUR WIRES/STRIPES) (FOR SAMPLE MORE THAN CMS DIA/H | 3750 | TEST
2 | PAGE 150 | PRELIMINARY REPORTS | 400 | TEST
2 | PAGE 150 | PRELIMINARY REPORTS. | 450 | TEST
2 | DCCD-A60 | PREP. OF TERMINATION OF PD TEST/HVAC TEST/IMPULSE TEST/TAN DELTA TEST USING WATER TERMINATION SYSTEM | 9750 | TEST
2 | DCCD-A60 | PREP. OF TERMINATION OF PD TEST/HVAC TEST/IMPULSE TEST/TAN DELTA TEST USING WATER TERMINATION SYSTEM | 11700 | TEST
2 | PREPARATION FOR PD TEST - 14596 | PREPARATION FOR PD TEST - 14596 | 34.5 | TEST
2 | CDD | PREPARATION FOR PD TEST-14596 | 34.5 | NOS
2 | PREPARATION FOR THE TEST - 14596 | PREPARATION FOR THE TEST - 14596 | 34.5 | TEST
2 | DCCD | PREPARATION FOR THE TEST DCCD A 58 | 23.66 | NOS
2 | DCCD-A35 | PREPARATION OF CABLE TERMINATION FOR SHORT CIRCUIT TEST (PER CORE) | 3100 | TEST
2 | DCCD-A35 | PREPARATION OF CABLE TERMINATION FOR SHORT CIRCUIT TEST (PER CORE) | 3750 | TEST
2 | DCCD/A30 | PREPARATION OF TERMINATINO FOR PD/HVAC TEST | 40000 | TEST
2 | DCCD-A30 | PREPARATION OF TERMINATION FOR PD/HVAC/IMPULSE TESTS(PER CORE/TEST) | 18550 | TEST
2 | DCCD-A30 | PREPARATION OF TERMINATION FOR PD/HVAC/IMPULSE TESTS(PER CORE/TEST) | 22300 | TEST
2 | DCCD-A21 | PREPARATION OF TERMINATION-WATER TERMINATION SYSTEM (WTS) | 22000 | TEST
2 | DCCD-A21 | PREPARATION OF TERMINATION-WATER TERMINATION SYSTEM (WTS) | 26400 | TEST
2 | DCCD-A59 | PREPARATION OF TERMINATIONS FOR PD TEST/HVAC TEST/IMPULSE TEST/TAN DELTA TESTS USING WATER TERMINATI | 4900 | TEST
2 | DCCD-A59 | PREPARATION OF TERMINATIONS FOR PD TEST/HVAC TEST/IMPULSE TEST/TAN DELTA TESTS USING WATER TERMINATI | 5900 | TEST
2 | DCCD-A58 | PREPARATION OF TERMINATIONS FOR PD TEST/HVAC TEST/IMPULSE TEST/TAN DELTA TESTS(USING OIL TERMINATION | 1550 | TEST
2 | DCCD-A58 | PREPARATION OF TERMINATIONS FOR PD TEST/HVAC TEST/IMPULSE TEST/TAN DELTA TESTS(USING OIL TERMINATION | 1900 | TEST
2 | DCCD-C117 | REACTIVE COMPENSATION TEST ON APFC PANEL UPTO & INCLUDING 50 KVAR OR PART THEREOF | 38850 | PER SAMPLE
2 | DCCD-C117 | REACTIVE COMPENSATION TEST ON APFC PANEL UPTO & INCLUDING 50 KVAR OR PART THEREOF | 46650 | PER SAMPLE
2 | DCCD-C99 | REPEATED CHARGE/DISCHARGE ON HD CAPACITORS(PER 100 CYCLES OR PART THEREOF) | 2500 | PER SAMPLE
2 | DCCD-C99 | REPEATED CHARGE/DISCHARGE ON HD CAPACITORS(PER 100 CYCLES OR PART THEREOF) | 3000 | PER SAMPLE
2 | DCCD-C35 | ROBUSTNESS OF TERMINATION/SOLDERING TEST/VIBRATION | 550 | TEST
2 | DCCD-C35 | ROBUSTNESS OF TERMINATION/SOLDERING TEST/VIBRATION | 700 | TEST
2 | DCCD-C43 | ROUTINE TEST ON MOTOR START/FIXED CAPACITORS | 12200 | TEST
2 | DCCD-C43 | ROUTINE TEST ON MOTOR START/FIXED CAPACITORS | 14650 | TEST
2 | DCCD-C44 | ROUTINE/INITIAL TEST (IS: 1569-1976) | 30400 | TEST
2 | DCCD-C44 | ROUTINE/INITIAL TEST (IS: 1569-1976) | 36500 | TEST
2 | SALE OF SCRAP | SALE OF SCRAP | 30000 | METRIC TON
2 | SALE OF SCRAP ALUMINIUM CABLE | SALE OF SCRAP ALUMINUM CABLE | 7.14 | TEST
2 | CDD | SALE OF SCRAP COPPER CABLE | 164000 | METRIC TON
2 | DCCD-A61 | SC TEST ON CABLE UPTO 25 SQ. MM/ON METALLIC SCREEN/ARMOUR OF CABLES/SHARING OF CURRENT THROUGH/METAL | 4900 | TEST
2 | DCCD-A61 | SC TEST ON CABLE UPTO 25 SQ. MM/ON METALLIC SCREEN/ARMOUR OF CABLES/SHARING OF CURRENT THROUGH/METAL | 5900 | TEST
2 | DCCD-C62 | SEALING TEST ON HT CAPACITORS(PER SAMPLE) (FOR 4 HOURS OR PART THEREOF) | 5200 | TEST
2 | DCCD-C62 | SEALING TEST ON HT CAPACITORS(PER SAMPLE) (FOR 4 HOURS OR PART THEREOF) | 6250 | TEST
2 | DCCD-C5 | SEALING TEST ON LT/HT CAPACITOR (PER SAMPLE) (FOR 4 HRS. OR PART THEREOF) | 1100 | TEST
2 | DCCD-C5 | SEALING TEST ON LT/HT CAPACITOR (PER SAMPLE) (FOR 4 HRS. OR PART THEREOF) | 1350 | TEST
2 | DCCD-C8 | SELF HEALING TEST(HVAC/HVDC METHOD) | 3700 | TEST
2 | DCCD-C8 | SELF HEALING TEST(HVAC/HVDC METHOD) | 4450 | TEST
2 | SEMICONDUCTOR RESISTIVITY - a62 | SEMICONDUCTOR RESISTIVITY - a62 | 68 | TEST
2 | semiconductor resistivity a62 | semiconductor resistivity a62 | 68 | test
2 | SEMICONDUCTOR RESISTIVITY TEST -14600 | SEMICONDUCTOR RESISTIVITY TEST -14600 | 67.91 | TEST
2 | CDD | SEMICONDUCTOR RESISTIVITY TEST-14600 | 67.91 | NOS
2 | DCCD-B4 | SEPERATION OF CORES | 2500 | TEST
2 | DCCD-B4 | SEPERATION OF CORES | 3000 | TEST
2 | SFRA TEST ON 28.5 MVA GT | SFRA TEST ON 28.5 MVA GT | 47500 | NOS
2 | DCCD-C84 | SHORT CIRCUIT DISCHARGE TEST CAPACITOR DISCHARGE TEST | 31600 | TEST
2 | DCCD-C84 | SHORT CIRCUIT DISCHARGE TEST CAPACITOR DISCHARGE TEST | 63200 | TEST
2 | DCCD-C57 | SHORT CIRCUIT DISCHARGE TEST ON HT | 3100 | PER SHOT
2 | DCCD-C57 | SHORT CIRCUIT DISCHARGE TEST ON HT | 3750 | PER SHOT
2 | DCCD-C89 | SHORT CIRCUIT DISCHARGE TEST/CAPACITOR DISCHARGE TEST | 43700 | TEST
2 | DCCD-C89 | SHORT CIRCUIT DISCHARGE TEST/CAPACITOR DISCHARGE TEST | 87400 | TEST
2 | DCCD-C78 | SHORT CIRCUIT DISCHARGE TEST/CAPACITOR DISCHARGE TEST ON HT CAPACITOR | 31600 | TEST
2 | DCCD-C78 | SHORT CIRCUIT DISCHARGE TEST/CAPACITOR DISCHARGE TEST ON HT CAPACITOR | 63200 | TEST
2 | DCCD-C67 | SHORT CIRCUIT DISCHARGE/CAPACITOR DISCHARGE TEST ON HT CAPACITOR | 4300 | TEST
2 | DCCD-C67 | SHORT CIRCUIT DISCHARGE/CAPACITOR DISCHARGE TEST ON HT CAPACITOR | 5200 | TEST
2 | DCCD-C7 | SHORT CIRCUIT DISCHARGE/CAPACITOR DISCHARGE TEST ON LT CAPACITORS | 3100 | TEST
2 | DCCD-C7 | SHORT CIRCUIT DISCHARGE/CAPACITOR DISCHARGE TEST ON LT CAPACITORS | 3750 | TEST
2 | Shrikage Test -a48 | Shrikage Test -a48 | 18 | test
2 | SHRINKAGE TEST -14586 | SHRINKAGE TEST -14586 | 18 | TEST
2 | CDD | SHRINKAGE TEST-14586 | 18 | NOS
2 | SHRINKAGE TEST-14586 | SHRINKAGE TEST-14586 | 1369 | NOS
2 | SHRINKAGE TEST/HEAT SHOCK a48 | SHRINKAGE TEST/HEAT SHOCK a48 | 18 | TEST
2 | DCCD-A48 | SHRINKAGE/HEAT SHOCK TEST FOR INSULATION & SHEATH OF PLASTIC CABLES | 800 | TEST
2 | DCCD-A48 | SHRINKAGE/HEAT SHOCK TEST FOR INSULATION & SHEATH OF PLASTIC CABLES | 1000 | TEST
2 | SMOKE DENSITY - b12 | SMOKE DENSITY - b12 | 125 | TEST
2 | DCCD-B5 | SMOKE DENSITY BY 3 METRECUBE TEST CHAMBER | 9450 | TEST
2 | DCCD-B5 | SMOKE DENSITY BY 3 METRECUBE TEST CHAMBER | 11350 | TEST
2 | DCCD - B1 | SMOKE DENSITY TEST (USING NBS CHAMBER) | 5750 | TEST
2 | DCCD - B1 | SMOKE DENSITY TEST (USING NBS CHAMBER) | 6900 | TEST
2 | DCCD-B12 | SMOKE DENSITY TEST AS PER ASTM 2843 ON FRLS CABLE | 5750 | TEST
2 | DCCD-B12 | SMOKE DENSITY TEST AS PER ASTM 2843 ON FRLS CABLE | 6900 | TEST
2 | DCCD-B15 | SMOKE DENSITY TEST(ASTM D 2843) | 3400 | TEST
2 | DCCD-B15 | SMOKE DENSITY TEST(ASTM D 2843) | 4100 | TEST
2 | SMOKE EMISSION - b5 | SMOKE EMISSION - b5 | 206 | TEST
2 | DCCD-B3 | SNATCH TEST | 700 | TEST
2 | DCCD-B3 | SNATCH TEST | 850 | TEST
2 | DCCD-B3 | SNATCH TEST | 850 | TEST
2 | DCCD-C32a | SPECIAL TESTS/TYPE TESTS ON LT POWER CAPACITORS-A) FROM 1 KVAR UPTO & INCLUDING 4 KVAR | 63100 | PER SAMPLE
2 | DCCD-C32a | SPECIAL TESTS/TYPE TESTS ON LT POWER CAPACITORS-A) FROM 1 KVAR UPTO & INCLUDING 4 KVAR | 75750 | PER SAMPLE
2 | DCCD-C32b | SPECIAL TESTS/TYPE TESTS ON LT POWER CAPACITORS-B) ABOVE 4 KVAR UPTO & INCLUDING 10 KVAR | 87350 | PER SAMPLE
2 | DCCD-C32b | SPECIAL TESTS/TYPE TESTS ON LT POWER CAPACITORS-B) ABOVE 4 KVAR UPTO & INCLUDING 10 KVAR | 104850 | PER SAMPLE
2 | DCCD-C32c | SPECIAL TESTS/TYPE TESTS ON LT POWER CAPACITORS-C) ABOVE 10 KVAR UPTO & INCLUDING 30 KVAR | 103150 | PER SAMPLE
2 | DCCD-C32c | SPECIAL TESTS/TYPE TESTS ON LT POWER CAPACITORS-C) ABOVE 10 KVAR UPTO & INCLUDING 30 KVAR | 123800 | PER SAMPLE
2 | SCM4.2A | ST W/S & CURRENT TEST ABOVE 35kA & UPTO 50kA(DRIVING VOLT.>1.5kV) | 97000 | TEST
2 | DCCD-C83 | STABILITY TEST | 91000 | TEST
2 | DCCD-C88 | STABILITY TEST | 103150 | TEST
2 | DCCD-C83 | STABILITY TEST | 182000 | TEST
2 | DCCD-C88 | STABILITY TEST | 206300 | TEST
2 | DCCD-C59 | STABILITY TEST (INCLUDING CAPACITANCE M.MENT AFTER TEST) ON HT CAPACITOR ABOVE 200 KVAR & LESS THAN | 38850 | TEST
2 | DCCD-C59 | STABILITY TEST (INCLUDING CAPACITANCE M.MENT AFTER TEST) ON HT CAPACITOR ABOVE 200 KVAR & LESS THAN | 46650 | TEST
2 | DCCD-C58 | STABILITY TEST (INCLUDING CAPACITANCE M.MENT AFTER TEST) ON HT CAPACITOR UPTO & INCLUDING 200 KVAR | 31600 | TEST
2 | DCCD-C58 | STABILITY TEST (INCLUDING CAPACITANCE M.MENT AFTER TEST) ON HT CAPACITOR UPTO & INCLUDING 200 KVAR | 37950 | TEST
2 | DCCD-C63 | STABILITY TEST (INCLUDING CAPACITANCE MEASUREMENT AFTER THE TEST) | 49800 | TEST
2 | DCCD-C63 | STABILITY TEST (INCLUDING CAPACITANCE MEASUREMENT AFTER THE TEST) | 59800 | TEST
2 | DCCD-C19 | STABILITY TEST ON LT CAPACITORS ABOVE 10 KVAR UPTO & INCLUDING 30 KVAR | 13150 | TEST
2 | DCCD-C19 | STABILITY TEST ON LT CAPACITORS ABOVE 10 KVAR UPTO & INCLUDING 30 KVAR | 15800 | TEST
2 | DCCD-C20 | STABILITY TEST ON LT CAPACITORS ABOVE 30 KVAR UPTO & INCLUDING 50 KVAR | 27700 | TEST
2 | DCCD-C20 | STABILITY TEST ON LT CAPACITORS ABOVE 30 KVAR UPTO & INCLUDING 50 KVAR | 33250 | TEST
2 | DCCD-C17 | STABILITY TEST ON LT CAPACITORS FROM 1 KVAR UPTO & INCLUDING 4 KV AR | 5900 | TEST
2 | DCCD-C17 | STABILITY TEST ON LT CAPACITORS FROM 1 KVAR UPTO & INCLUDING 4 KV AR | 7100 | TEST
2 | DCCD-C18 | STABILITY TEST ON LT CAPACITPRS ABOVE 4 KVAR UPTO & INCLUDING 10KVAR | 8350 | TEST
2 | DCCD-C18 | STABILITY TEST ON LT CAPACITPRS ABOVE 4 KVAR UPTO & INCLUDING 10KVAR | 10050 | TEST
2 | DCCD-C73 | STABILITY TEST(INCL. CAPACITANCE MEASUREMENT AFTER THE TEST) | 61900 | TEST
2 | DCCD-C73 | STABILITY TEST(INCL. CAPACITANCE MEASUREMENT AFTER THE TEST) | 74300 | TEST
2 | DCCD-C77 | STABILITY TEST(INCLUDING CAPACITANCE MEASUREMENT AFTER THE TEST) | 91000 | TEST
2 | DCCD-C77 | STABILITY TEST(INCLUDING CAPACITANCE MEASUREMENT AFTER THE TEST) | 182000 | TEST
2 | DCCD-A81 | STATIC FLEXIBILITY TEST | 700 | TEST
2 | DCCD-A81 | STATIC FLEXIBILITY TEST | 850 | TEST
2 | DCCD-C122 | STRAY CAPACITANCE & STRAY INDUCTANCE MEASUREMENTS OF TRANSFORMER LV TERMINALS | 15600 | TEST
2 | DCCD-C122 | STRAY CAPACITANCE & STRAY INDUCTANCE MEASUREMENTS OF TRANSFORMER LV TERMINALS | 18750 | TEST
2 | STRIPPABILITY 14589 | STRIPPABILITY 14589 | 56.16 | TEST
2 | CDD | STRIPPABILITY-14589 | 56.16 | NOS
2 | DCCD-E2 | SURGE COMPARISON TEST/DC RESISTANCE MEASUREMENT/RECOVERY VOLTAGE TEST(PER MEASUREMENT) | 9750 | TEST
2 | DCCD-E2 | SURGE COMPARISON TEST/DC RESISTANCE MEASUREMENT/RECOVERY VOLTAGE TEST(PER MEASUREMENT) | 19500 | TEST
2 | DCCD-F9 | TAN DELTA MEASUREMENTS ON BUSHING OF POTENTIAL/CURRENT TRANSFORMERS UP TO 33 KV | 4100 | TEST
2 | DCCD-F9 | TAN DELTA MEASUREMENTS ON BUSHING OF POTENTIAL/CURRENT TRANSFORMERS UP TO 33 KV | 4950 | TEST
2 | TAN DELTA VS TEMPERATURE - 14546 | TAN DELTA VS TEMPERATURE - 14546 | 68 | TEST
2 | DCCD A8 | TAN DELTA VS. TEMP DCCD A8 | 68 | NOS
2 | Tan Delta Vs. temp.a20 | Tan Delta Vs. temp.a20 | 253 | test
2 | TAN DELTA Vs.TEMPa15 | TAN DELTA Vs.TEMPa15 | 151 | TEST
2 | Tan deltaVs Voltage a19 | Tan deltaVs Voltage a19 | 212 | test
2 | TAN SELTA Vs VOLTAGE -a14 | TAN SELTA Vs VOLTAGE -a14 | 125 | TEST
2 | DCCD/TRF/03,15.07.11 | TEMP. MESUREMENT & RECORDING USING DATA LOGGER ABOVE 1000 HOURS UPTO 1500 HOURS | 55000 | SAMPLE
2 | DCCD/TRF/03,15.07.11 | TEMP. MESUREMENT & RECORDING USING DATA LOGGER ABOVE 200 HRSW UPTO 500 HOURS | 32000 | SAMPLE
2 | DCCD/TRF/03,15.07.11 | TEMP. MESUREMENT & RECORDING USING DATA LOGGER ABOVE 48 HRS UPTO 200 HOURS | 30000 | SAMPLE
2 | DCCD/TRF/03,15.07.11 | TEMP. MESUREMENT & RECORDING USING DATA LOGGER ABOVE 500 HRS UPTO 750 HOURS | 35000 | SAMPLE
2 | DCCD/TRF/03,15.07.11 | TEMP. MESUREMENT & RECORDING USING DATA LOGGER ABOVE 750 UPTO 1000 HOURS | 40000 | SAMPLE
2 | DCCD/TRF/03,15.07.11 | TEMP. MESUREMENT & RECORDING USING DATA LOGGER ABOVE 8 HRS UPTO 48 HOURS | 24000 | SAMPLE
2 | DCCD/TRF/03,15.07.11 | TEMP. MESUREMENT & RECORDING USING DATA LOGGER UPTO & INCL. 8 HOURS | 12000 | SAMPLE
2 | DCCD-D8 | TEMP. RISE TEST ON "ON LOAD TAP CHANGER(OLTC) UPTO 1000A" (PER SAMPLE) | 29200 | PER SAMPLE
2 | DCCD-D13 | TEMP. RISE TEST ON "ON LOAD TAP CHANGER(OLTC) UPTO 1000A" (PER SAMPLE) | 58400 | PER SAMPLE
2 | DCCD-D7 | TEMP. RISE TEST ON INSTRUMENT TRANSFORMERS/VOLTAGE TRANSFORMERS(EXCL. CURRENT TRANSFORMERS & POWER T | 3750 | PER SAMPLE
2 | DCCD-D12 | TEMP. RISE TEST ON INSTRUMENT TRANSFORMERS/VOLTAGE TRANSFORMERS(EXCL. CURRENT TRANSFORMERS & POWER T | 4500 | PER SAMPLE
2 | O.O.DCCD/TRF/05 | TEMP. RISE TEST/LOAD TEST ON LINE TRAPS ABOVE 1000A & UPTO 1500A | 150000 | TEST
2 | O.O.DCCD/TRF/05 | TEMP. RISE TEST/LOAD TEST ON LINE TRAPS ABOVE 1500A & UPTO 2000A | 200000 | TEST
2 | 7.2.1 | TEMP.RISE -50 to 200 kvar, LV APFC PANEL | 75000 | TEST
2 | TEMPERATURE INDEX - b8 | TEMPERATURE INDEX - b8 | 163 | TEST
2 | DCCD-B8 | TEMPERATURE INDEX TEST ON FRLS CABLE (PER SAMPLE) | 7500 | TEST
2 | DCCD-B8 | TEMPERATURE INDEX TEST ON FRLS CABLE (PER SAMPLE) | 9000 | TEST
2 | SC-ST68 (v) | TEMPERATURE RISE TEST - ABOVE 30001A TO 4000A | 19000 | TEST
2 | SC-ST68 (vi) | TEMPERATURE RISE TEST - ABOVE 4001A TO 5000A | 23350 | TEST
2 | SC-ST68 (vii) | TEMPERATURE RISE TEST - ABOVE 5001A TO 6000A | 24350 | TEST
2 | SC-ST68 (viii) | TEMPERATURE RISE TEST - ABOVE 6001A TO 7000A | 26650 | TEST
2 | SC-ST68(x) | TEMPERATURE RISE TEST - ABOVE 8001A UPTO 9000A | 32350 | TEST
2 | SC-ST68(xi) | TEMPERATURE RISE TEST - ABOVE 9001A UPTO 10000A | 35900 | TEST
2 | SC-ST68(ix) | TEMPERATURE RISE TEST ABOVE 7001A UPTO 8000A | 29550 | TEST
2 | DCCD-D9 | TEMPERATURE RISE TEST ON "ON LOAD TAP CHANGER (OLTC) FROM 1001AA TO 2000A | 36000 | TEST
2 | DCCD-D14 | TEMPERATURE RISE TEST ON "ON LOAD TAP CHANGER (OLTC) FROM 1001AA TO 2000A | 72000 | TEST
2 | DCCD-A72 | TEMPERATURE RISE TEST ON CABLE TERMINATION CONTAINING OIL OR OIL COMPOUND( PER TEST) | 3700 | TEST
2 | DCCD-A72 | TEMPERATURE RISE TEST ON CABLE TERMINATION CONTAINING OIL OR OIL COMPOUND( PER TEST) | 4450 | TEST
2 | DCCD/TRF-05 | TEMPERATURE RISE TEST ON LINE TRAPS UPTO AND INCL. 1000AMPS | 100000 | TEST
2 | DCCD/TRF-03 | TEMPERATURE RISE TEST ON REACTORS UPTO AND INCL. 100AMPS | 30000 | TEST
2 | TENSILE STRENGTH & EI-INSa51 | TENSILE STRENGTH & EI-INSa51 | 56.16 | TEST
2 | Tensile strength & El-Ins & sheath a51 | Tensile strength & El-Ins & sheath a51 | 55.5 | test
2 | TENSILE STRENGTH & ELONGATION AT BREAK -14589 | TENSILE STRENGTH & ELONGATION AT BREAK -14589 | 4244 | NOS
2 | TENSILE STRENGTH & ELONGATION AT BREAK -14589 | TENSILE STRENGTH & ELONGATION AT BREAK -14589 | 56 | TEST
2 | CDD | TENSILE STRENGTH & ELONGATION AT BREAK 14589 | 56.15 | NOS
2 | TENSILE STRENGTH & ELONGATION TEST -17121 | TENSILE STRENGTH & ELONGATION TEST -17121 | 7256 | NOS
2 | DCCD H7(D) | TENSILE STRENGTH AND ELONGATION AT LOW TEMPERATURE | 9250 | TEST
2 | INS H-4 | TENSILE STRENGTH AND ELONGATION BY LASER EXTENTION METHOD | 5300 | TEST
2 | DCCD-A51 | TENSILE STRENGTH/ELONGATION AT BREAK (PER CORE/SHEATH-MAX OF 4 SAMPLE PIECES | 1550 | TEST
2 | DCCD-A51 | TENSILE STRENGTH/ELONGATION AT BREAK (PER CORE/SHEATH-MAX OF 4 SAMPLE PIECES | 3100 | TEST
2 | DCCD-A73 | TERMINATION FOR IMPULSE TEST ON HT CABLE | 3700 | TEST
2 | DCCD-A73 | TERMINATION FOR IMPULSE TEST ON HT CABLE | 4450 | TEST
2 | DCCD/TRF/03 15.01.14 | TEST BAY OCCUPATION CHARGES | 30000 | DAY
2 | DCCD-C119 | TEST BETWEEN TERMINALS HV & LV | 3100 | TEST
2 | DCCD-C119 | TEST BETWEEN TERMINALS HV & LV | 3750 | TEST
2 | DCCD-C3 | TEST FOR CAPACITOR LOSSES | 550 | TEST
2 | DCCD-C3 | TEST FOR CAPACITOR LOSSES | 700 | TEST
2 | DCCD-C2 | TEST FOR EFFICACY OF DISCHARGE DEVICE | 550 | TEST
2 | DCCD-C60 | TEST FOR EFFICACY OF DISCHARGE DEVICE | 2500 | TEST
2 | DCCD-C2 | TEST FOR EFFICACY OF DISCHARGE DEVICE | 700 | TEST
2 | DCCD-C60 | TEST FOR EFFICACY OF DISCHARGE DEVICE | 3000 | TEST
2 | DCCD-A46 | TEST FOR THICKNESS /DIA OF LEAD SHEATH/ARMOUR WIRES/STRIPES/TAPES/DIA OF ARMOUR SHEETS(SAMPLE PIECE) | 700 | TEST
2 | DCCD-A46 | TEST FOR THICKNESS /DIA OF LEAD SHEATH/ARMOUR WIRES/STRIPES/TAPES/DIA OF ARMOUR SHEETS(SAMPLE PIECE) | 850 | TEST
2 | DCCD-A43 | TEST FOR THICKNESS OF INSULATION & SHEATHS OF HT CABLES (PER TEST) | 1900 | TEST
2 | DCCD-A43 | TEST FOR THICKNESS OF INSULATION & SHEATHS OF HT CABLES (PER TEST) | 2300 | TEST
2 | DCCD-A44 | TEST FOR THICKNESS OF INSULATION & SHEATHS OF LT CABLES (PER TEST) | 1300 | TEST
2 | DCCD-A44 | TEST FOR THICKNESS OF INSULATION & SHEATHS OF LT CABLES (PER TEST) | 1600 | TEST
2 | DCCD-A45 | TEST FOR THICKNESS OF INSULATION & SHEATHS ON DOMESTIC/CONTROL CABLES (UPTO A MAX. OF 5 CORES OR PAR | 700 | TEST
2 | DCCD-A45 | TEST FOR THICKNESS OF INSULATION & SHEATHS ON DOMESTIC/CONTROL CABLES (UPTO A MAX. OF 5 CORES OR PAR | 850 | TEST
2 | DCCD-C6 | TEST FOR VISUAL EXAMINATION/CHECK OR VERIFICATION OF DIMENSIONS FOR CERTIFYING DRAWING(EXTL) OF SOME | 450 | TEST
2 | DCCD-C6 | TEST FOR VISUAL EXAMINATION/CHECK OR VERIFICATION OF DIMENSIONS FOR CERTIFYING DRAWING(EXTL) OF SOME | 550 | TEST
2 | DCCD-C115 | TEST FOR VISUAL EXAMINATION/CHECK OR VERIFICATION OF DIMENSIONS FOR CERTIFYING DRG.(EXTL) OF SOME OF | 1100 | PER SAMPLE
2 | DCCD-C115 | TEST FOR VISUAL EXAMINATION/CHECK OR VERIFICATION OF DIMENSIONS FOR CERTIFYING DRG.(EXTL) OF SOME OF | 1350 | PER SAMPLE
2 | DCCD-C96 | TEST FOR VISUAL EXAMINATION/OR VERIFICATION OF DIMENSIONS FOR CERTIFYING DRG.(EXT) OF SOME OF THE SA | 1100 | PER SAMPLE
2 | DCCD-C96 | TEST FOR VISUAL EXAMINATION/OR VERIFICATION OF DIMENSIONS FOR CERTIFYING DRG.(EXT) OF SOME OF THE SA | 1350 | PER SAMPLE
2 | DCCD-B9 | TEST ON BUNCHED CABLE AS PER IEC 383 | 60800 | TEST
2 | DCCD-B9 | TEST ON BUNCHED CABLE AS PER IEC 383 | 73000 | TEST
2 | DCCD-F11 | TEST ON CONTACTORS FOR SWITCHING WITH CAPACITIVE LOAD UPTO A RATING OF 25 AMPS OR PART THEREOF & UPT | 4750 | TEST
2 | DCCD-F11 | TEST ON CONTACTORS FOR SWITCHING WITH CAPACITIVE LOAD UPTO A RATING OF 25 AMPS OR PART THEREOF & UPT | 5700 | TEST
2 | DCCD-C120 | TEST ON COUPLING CAPACITORS AC VOLTAGE TEST BETWEEN LV & GROUND | 700 | TEST
2 | DCCD-C120 | TEST ON COUPLING CAPACITORS AC VOLTAGE TEST BETWEEN LV & GROUND | 850 | TEST
2 | DCCD-F24 | TEST ON ELEC. EQUIPMENT ENERGISED FOR VOLTAGE(AC OR DC) &CURRENT FOR 1 HR. OR PART THEREOF-ABOVE 100 | 2000 | TEST
2 | DCCD-F24 | TEST ON ELEC. EQUIPMENT ENERGISED FOR VOLTAGE(AC OR DC) &CURRENT FOR 1 HR. OR PART THEREOF-ABOVE 100 | 2400 | TEST
2 | DCCD-F23 | TEST ON ELEC.EQUIPMENT ENERGISED FOR VOLTAGE(AC OR DC) & CURRENT FOR 1 HR. OR PART THEREOF-UPTO100 A | 1050 | TEST
2 | DCCD-F23 | TEST ON ELEC.EQUIPMENT ENERGISED FOR VOLTAGE(AC OR DC) & CURRENT FOR 1 HR. OR PART THEREOF-UPTO100 A | 1300 | TEST
2 | DCCD-C76 | TEST ON HT CAPACITORS(PER SAMPLE) VOLTAGE TEST BETWEEN TERMINALS(HVDC & HVAC) | 12200 | PER SAMPLE
2 | DCCD-C76 | TEST ON HT CAPACITORS(PER SAMPLE) VOLTAGE TEST BETWEEN TERMINALS(HVDC & HVAC) | 24400 | PER SAMPLE
2 | DCCD-C53 | TEST ON HT POWER CAPACITOR ( PER SAMPLE)-VOLTAGE TEST BETWEEN TERMINALS(HVDC-HVAC) | 5100 | PER SAMPLE
2 | DCCD-C53 | TEST ON HT POWER CAPACITOR ( PER SAMPLE)-VOLTAGE TEST BETWEEN TERMINALS(HVDC-HVAC) | 6150 | PER SAMPLE
2 | DCCD-C69 | TEST ON HT POWER CAPACITORS (PER SAMPLE)-VOLTAGE TEST BETWEEN TERMINALS(HVDC/HVDC) | 6950 | PER SAMPLE
2 | DCCD-C69 | TEST ON HT POWER CAPACITORS (PER SAMPLE)-VOLTAGE TEST BETWEEN TERMINALS(HVDC/HVDC) | 8350 | PER SAMPLE
2 | DCCD-A38 | TEST ON JOINTS OF POLYMERIC CABLES FOR VOLTAGE GRADES UPTO & INCL. 3.3 KV AS PER RELEVANT SDPECIFICA | 650 | TEST
2 | DCCD-A38 | TEST ON JOINTS OF POLYMERIC CABLES FOR VOLTAGE GRADES UPTO & INCL. 3.3 KV AS PER RELEVANT SDPECIFICA | 800 | TEST
2 | TEST ON TRANSFORMER OIL AS PER IS-1866-2017 | TEST ON TRANSFORMER OIL AS PER IS-1866-2017 | 18300 | NOS
2 | TEST ON TURRET CTs | TEST ON TURRET CTs | 10000 | NOS
2 | DCCD-F22 | TEST ON WINDOW REGULATOR FOR AUTOMOBILES-APPLICATION OF VOLTAGE FOR WINDOW REGULATORS FOR 8 HRS OR P | 1050 | TEST
2 | DCCD-F22 | TEST ON WINDOW REGULATOR FOR AUTOMOBILES-APPLICATION OF VOLTAGE FOR WINDOW REGULATORS FOR 8 HRS OR P | 1300 | TEST
2 | DCCD-F20 | TEST ON WINDOW REGULATOR FOR AUTOMOBILES-CURRENT TRACE/TORQUE TRACE PER OSCILLOGRAM | 650 | TEST
2 | DCCD-F20 | TEST ON WINDOW REGULATOR FOR AUTOMOBILES-CURRENT TRACE/TORQUE TRACE PER OSCILLOGRAM | 800 | TEST
2 | DCCD-F21 | TEST ON WINDOW REGULATOR FOR AUTOMOBILES-TORQUE M.MENT ON MANUAL WINDOW REGULATORS FOR 4 M.MENTS | 650 | TEST
2 | DCCD-F21 | TEST ON WINDOW REGULATOR FOR AUTOMOBILES-TORQUE M.MENT ON MANUAL WINDOW REGULATORS FOR 4 M.MENTS | 800 | TEST
2 | DCCD-C130 | TESTING OF (MPP) FILM - ELECTRICAL WEAK SPOT DETECTION IN CAPACITOR FILM(PER ROLL) | 60000 | TEST
2 | TESTING OF 132 kV CURRENT TRANSFORMERS | TESTING OF 132 kV CURRENT TRANSFORMERS | 13500 | RATE
2 | TESTING OF 132 kV LIGHTNING ARRESTORS | TESTING OF 132 kV LIGHTNING ARRESTORS | 11000 | RATE
2 | TESTING OF 132 kV POTENTIAL TRANSFORMERS | TESTING OF 132 kV POTENTIAL TRANSFORMERS | 13500 | RATE
2 | TESTING OF 33kV CURRENT TRANSFORMERS | TESTING OF 33kV CURRENT TRANSFORMERS | 13500 | RATE
2 | TESTING OF 33kV LIGHTNING ARRESTORS | TESTING OF 33kV LIGHTNING ARRESTORS | 11000 | RATE
2 | M&P O/O 07/010/09 | TESTING OF METTALISED POLYPROPYLENE (MPP) FILM TO DETECT ELEC, WEAK SPOTS | 50000 | TEST
2 | DCCD-F3 | TESTING OF OVER CURRENT RELEASE FOR CIRCUIT BREAKER/SHORT TIME CURRENT FOR COMPARISON M.MENTS ON CTS | 6300 | PER SAMPLE
2 | DCCD-F3 | TESTING OF OVER CURRENT RELEASE FOR CIRCUIT BREAKER/SHORT TIME CURRENT FOR COMPARISON M.MENTS ON CTS | 7600 | PER SAMPLE
2 | DCCD-F25j | TESTS ON CONSTANT CURREN T REGULATOR/VOLTAGE STABILIZER-SHORT CIRCUIT TEST | 500 | TEST
2 | DCCD-F25j | TESTS ON CONSTANT CURREN T REGULATOR/VOLTAGE STABILIZER-SHORT CIRCUIT TEST | 600 | TEST
2 | DCCD-F25a | TESTS ON CONSTANT CURRENT REGULATOR/VOLTAGE STABILISER(PER TEST)-REMOTE CONTROL TEST | 500 | TEST
2 | DCCD-F25a | TESTS ON CONSTANT CURRENT REGULATOR/VOLTAGE STABILISER(PER TEST)-REMOTE CONTROL TEST | 600 | TEST
2 | DCCD-F25h | TESTS ON CONSTANT CURRENT REGULATOR/VOLTAGE STABILIZER-CURRENT PROTECTION TEST | 500 | TEST
2 | DCCD-F25h | TESTS ON CONSTANT CURRENT REGULATOR/VOLTAGE STABILIZER-CURRENT PROTECTION TEST | 600 | TEST
2 | DCCD-F25b | TESTS ON CONSTANT CURRENT REGULATOR/VOLTAGE STABILIZER-EFFICACY & POWER FREQUENCY | 500 | TEST
2 | DCCD-F25b | TESTS ON CONSTANT CURRENT REGULATOR/VOLTAGE STABILIZER-EFFICACY & POWER FREQUENCY | 600 | TEST
2 | DCCD-F25e | TESTS ON CONSTANT CURRENT REGULATOR/VOLTAGE STABILIZER-INDUCTIVE DEVICE TEST | 500 | TEST
2 | DCCD-F25e | TESTS ON CONSTANT CURRENT REGULATOR/VOLTAGE STABILIZER-INDUCTIVE DEVICE TEST | 600 | TEST
2 | DCCD-F25g | TESTS ON CONSTANT CURRENT REGULATOR/VOLTAGE STABILIZER-OPEN CIRCUIT TEST | 500 | TEST
2 | DCCD-F25g | TESTS ON CONSTANT CURRENT REGULATOR/VOLTAGE STABILIZER-OPEN CIRCUIT TEST | 600 | TEST
2 | DCCD-F25k | TESTS ON CONSTANT CURRENT REGULATOR/VOLTAGE STABILIZER-OUTPUT TEST | 500 | TEST
2 | DCCD-F25k | TESTS ON CONSTANT CURRENT REGULATOR/VOLTAGE STABILIZER-OUTPUT TEST | 600 | TEST
2 | DCCD-F25m | TESTS ON CONSTANT CURRENT REGULATOR/VOLTAGE STABILIZER-OVER VOLTAGE AND UNDER VOLTAGE CUT OFF TESTS | 500 | TEST
2 | DCCD-F25m | TESTS ON CONSTANT CURRENT REGULATOR/VOLTAGE STABILIZER-OVER VOLTAGE AND UNDER VOLTAGE CUT OFF TESTS | 600 | TEST
2 | DCCD-F25f | TESTS ON CONSTANT CURRENT REGULATOR/VOLTAGE STABILIZER-PROTECTIVE DEVICE TEST | 500 | TEST
2 | DCCD-F25f | TESTS ON CONSTANT CURRENT REGULATOR/VOLTAGE STABILIZER-PROTECTIVE DEVICE TEST | 600 | TEST
2 | DCCD-F25i | TESTS ON CONSTANT CURRENT REGULATOR/VOLTAGE STABILIZER-REGULATION TEST | 500 | TEST
2 | DCCD-F25i | TESTS ON CONSTANT CURRENT REGULATOR/VOLTAGE STABILIZER-REGULATION TEST | 600 | TEST
2 | DCCD-F25d | TESTS ON CONSTANT CURRENT REGULATOR/VOLTAGE STABILIZER-RESISTIVE LOAD AND REMOTE TEST | 500 | TEST
2 | DCCD-F25d | TESTS ON CONSTANT CURRENT REGULATOR/VOLTAGE STABILIZER-RESISTIVE LOAD AND REMOTE TEST | 600 | TEST
2 | DCCD-F25c | TESTS ON CONSTANT CURRENT REGULATOR/VOLTAGE STABILIZER-RESISTIVE LOAD TEST | 500 | TEST
2 | DCCD-F25c | TESTS ON CONSTANT CURRENT REGULATOR/VOLTAGE STABILIZER-RESISTIVE LOAD TEST | 600 | TEST
2 | DCCD-F25l | TESTS ON CONSTANT CURRENT REGULATOR/VOLTAGE STABILIZER-VOLTAGE CORRECTION TEST | 500 | TEST
2 | DCCD-F25l | TESTS ON CONSTANT CURRENT REGULATOR/VOLTAGE STABILIZER-VOLTAGE CORRECTION TEST | 600 | TEST
2 | DCCD-C98 | TESTS ON HT CAPACITORS TRANSIENT OVER VOLTAGE TEST (170 CYCLES OR PART THEREOF) OVER LOAD RUN/AGEING | 5750 | PER SAMPLE
2 | DCCD-C98 | TESTS ON HT CAPACITORS TRANSIENT OVER VOLTAGE TEST (170 CYCLES OR PART THEREOF) OVER LOAD RUN/AGEING | 6900 | PER SAMPLE
2 | TESTS ON LIGHTNING ARRESTORS | TESTS ON LIGHTNING ARRESTORS | 11000 | RATE
2 | TESTS ON TRANSFORMER OIL | TESTS ON TRANSFORMER OIL | 26300 | NOS
2 | TESTS ON TRANSFORMER OIL | TESTS ON TRANSFORMER OIL | 26300 | NOS
2 | DCCD-F30 | THERMAL STABILITY TEST ON CURRENT TRANSFORMER ABOVE 145 kV UPTO AND INCLUDING 220 kV | 800000 | TEST
2 | DCCD-F29 | THERMAL STABILITY TEST ON CURRENT TRANSFORMER UPTO AND INCLUDING 145 kV | 600000 | TEST
2 | DCCD-A37 | THERMAL STABILITY TEST ON PVC INSULATION/SHEATH (PER TEST) | 2500 | TEST
2 | DCCD-A37 | THERMAL STABILITY TEST ON PVC INSULATION/SHEATH (PER TEST) | 3000 | TEST
2 | DCCD-C128 | THERMAL STABILITY TESTS ON LT CAPACITORS ABOVE 75 KVAR UPTO AND INCLUDING 100 KVAR | 54650 | TEST
2 | DCCD-C128 | THERMAL STABILITY TESTS ON LT CAPACITORS ABOVE 75 KVAR UPTO AND INCLUDING 100 KVAR | 109300 | TEST
2 | DCCD-C127 | THERMAL STABILITY TESTS ON ON LT CAPACITORS ABOVE 50KVAR UPTO AND INCLUDING 75 KVAR | 42500 | TEST
2 | DCCD-C127 | THERMAL STABILITY TESTS ON ON LT CAPACITORS ABOVE 50KVAR UPTO AND INCLUDING 75 KVAR | 85000 | TEST
2 | THICKNESS - INS & SHEATH a43 | THICKNESS - INS & SHEATH a43 | 41.71 | TEST
2 | THICKNESS OF INSULATION & SHEATH - 14581 | THICKNESS OF INSULATION & SHEATH - 14581 | 41.68 | TEST
2 | CDD | THICKNESS OF INSULATION & SHEATH -14581 | 41.66 | NOS
2 | CDD | THICKNESS OF INSULATION & SHEATH DCCD A43 | 41.7 | NOS
2 | THICKNESS OF INSULATION & SHEATH-14581 | THICKNESS OF INSULATION & SHEATH-14581 | 3149 | NOS
2 | THICKNESS OF INSULATION & SHEATH-14582 | THICKNESS OF INSULATION & SHEATH-14582 | 29 | NOS
2 | Thickness-ins&sheath a43 | Thickness-ins&sheath a43 | 41 | test
2 | DCCD-A79 | TORSION TEST | 400 | TEST
2 | DCCD-A79 | TORSION TEST | 500 | TEST
2 | DCCD-B14a | TOXICITY INDEX RATING ON FRLS MATERIALS AS PER STANDARD NES 713-A) DETECTING UP TO 5 GASES | 19450 | TEST
2 | DCCD-B14a | TOXICITY INDEX RATING ON FRLS MATERIALS AS PER STANDARD NES 713-A) DETECTING UP TO 5 GASES | 23350 | TEST
2 | DCCD-B14b | TOXICITY INDEX RATING ON FRLS MATERIALS AS PER STANDARD NES-713-B) DETECTING ADDL. 2 GASES. | 3200 | TEST
2 | DCCD-B14b | TOXICITY INDEX RATING ON FRLS MATERIALS AS PER STANDARD NES-713-B) DETECTING ADDL. 2 GASES. | 3850 | TEST
2 | DCCD-C109 | TRANSIENT OVER VOLTAGE TEST ON HD CAPACITORS | 230450 | PER SAMPLE
2 | DCCD-C109 | TRANSIENT OVER VOLTAGE TEST ON HD CAPACITORS | 276550 | PER SAMPLE
2 | DCDD-C29b | TYPE TEST ON LT POWER CAPACITORS-B)ABOVE 4 KVAR UPTO & INCLUDING 10 KVAR | 35200 | PER SAMPLE
2 | DCDD-C29b | TYPE TEST ON LT POWER CAPACITORS-B)ABOVE 4 KVAR UPTO & INCLUDING 10 KVAR | 42250 | PER SAMPLE
2 | DCCD/A89(A) | TYPE TEST(400kV)CABLE WITH CONDUCTOR CROSS SECTION-1000sqmm | 5500000 | TEST
2 | DCCD/A89(B) | TYPE TEST(400kV)CABLE WITH CONDUCTOR CROSS SECTION-1001 to 1600sqmm | 6000000 | TEST
2 | DCCD/A89(C) | TYPE TEST(400kV)CABLE WITH CONDUCTOR CROSS SECTION-1600 to 2500sqmm | 7000000 | TEST
2 | DCCD/A31(b) | TYPE TEST(PE sheathed cable)CABLE WITH CONDUCTOR CROSS SECTION-1001 to 1600sqmm | 3356850 | TEST
2 | DCCD/A32(b) | TYPE TEST(PE sheathed cable)CABLE WITH CONDUCTOR CROSS SECTION-1001 to 1600sqmm | 3814750 | TEST
2 | DCCD/A31(c) | TYPE TEST(PE sheathed cable)CABLE WITH CONDUCTOR CROSS SECTION-1601 to 2500sqmm | 3750450 | TEST
2 | DCCD/A32(c) | TYPE TEST(PE sheathed cable)CABLE WITH CONDUCTOR CROSS SECTION-1601 to 2500sqmm | 4231750 | TEST
2 | DCCD/A31(a) | TYPE TEST(PE sheathed cable)CABLE WITH CONDUCTOR CROSS SECTION-UPTO 1000sqmm | 3270850 | TEST
2 | DCCD/A32(a) | TYPE TEST(PE sheathed cable)CABLE WITH CONDUCTOR CROSS SECTION-UPTO 1000sqmm | 3723250 | TEST
2 | DCCD/A32(d) | TYPE TEST(PVC sheathed cable)CABLE WITH CONDUCTOR CROSS SECTION-1000sqmm | 3741550 | TEST
2 | DCCD/A31(e) | TYPE TEST(PVC sheathed cable)CABLE WITH CONDUCTOR CROSS SECTION-1001 to 1600sqmm | 3375150 | TEST
2 | DCCD/A32(e) | TYPE TEST(PVC sheathed cable)CABLE WITH CONDUCTOR CROSS SECTION-1001 to 1600sqmm | 3833050 | TEST
2 | DCCD/A31(f) | TYPE TEST(PVC sheathed cable)CABLE WITH CONDUCTOR CROSS SECTION-1601 to 2500sqmm | 3768750 | TEST
2 | DCCD/A32(f) | TYPE TEST(PVC sheathed cable)CABLE WITH CONDUCTOR CROSS SECTION-1601 to 2500sqmm | 4250050 | TEST
2 | DCCD/A31(d) | TYPE TEST(PVC sheathed cable)CABLE WITH CONDUCTOR CROSS SECTION-UPTO 1000sqmm | 3288750 | TEST
2 | DCCD-C29a | TYPE TESTS ON LT POWER CAPACITORS -A) FROM 1 KVAR UPTO & INCLUDING 4 KVAR | 32800 | PER SAMPLE
2 | DCCD-C29a | TYPE TESTS ON LT POWER CAPACITORS -A) FROM 1 KVAR UPTO & INCLUDING 4 KVAR | 39400 | PER SAMPLE
2 | DCCD-C30 | TYPE TESTS ON LT POWER CAPACITORS-ABOVE 30 KVAR UPTO & INCLUDING 50 KVAR | 54650 | PER SAMPLE
2 | DCCD-C30 | TYPE TESTS ON LT POWER CAPACITORS-ABOVE 30 KVAR UPTO & INCLUDING 50 KVAR | 65600 | PER SAMPLE
2 | DCCD-C29c | TYPE TESTS ON LT POWER CAPACITORS-C) ABOVE 10 KVAR UPTO & INCLUDING 30 KVAR | 40050 | PER SAMPLE
2 | DCCD-C29c | TYPE TESTS ON LT POWER CAPACITORS-C) ABOVE 10 KVAR UPTO & INCLUDING 30 KVAR | 48100 | PER SAMPLE
2 | VISUAL EXAMINATION-14829 | VISUAL EXAMINATION-14829 | 1848 | NOS
2 | DCCD-C38 | VISUAL EXAMINATION/CHECK FOR DIMENSION | 450 | TEST
2 | DCCD-C38 | VISUAL EXAMINATION/CHECK FOR DIMENSION | 550 | TEST
2 | DCCD-A71 | VOID & CONTAMINATION TESTS ON INSULATION (PER SAMPLE) | 1450 | TEST
2 | DCCD-A71 | VOID & CONTAMINATION TESTS ON INSULATION (PER SAMPLE) | 1750 | TEST
2 | ST-19(ii) | VOLTAGE RATIO & PHASE DISPLACEMENT TESTS ON VTs | 2400 | TEST
2 | DCCD-C85 | VOLTAGE TEST BETWEEN TERMINALS (HVAC/HVDC) | 14600 | TEST
2 | DCCD-C85 | VOLTAGE TEST BETWEEN TERMINALS (HVAC/HVDC) | 29200 | TEST
2 | DCCD-C64 | VOLTAGE TEST BETWEEN TERMINALS (HVDC/HVAC) | 5750 | TEST
2 | DCCD-C64 | VOLTAGE TEST BETWEEN TERMINALS (HVDC/HVAC) | 6900 | TEST
2 | DCCD-C15 | VOLTAGE TEST BETWEEN TERMINALS ON CAPACITORS (HVAC/HVDC)(PER SAMPLE) | 900 | TEST
2 | DCCD-C15 | VOLTAGE TEST BETWEEN TERMINALS ON CAPACITORS (HVAC/HVDC)(PER SAMPLE) | 1100 | TEST
2 | DCCD-C80 | VOLTAGE TEST BETWEEN TERMINALS(HVAC/HVDC) | 12200 | TEST
2 | DCCD-C80 | VOLTAGE TEST BETWEEN TERMINALS(HVAC/HVDC) | 24400 | TEST
2 | DCCD/A22(E) | WAGTER PENETRATION(110/115/132kV RATING) CABLE WITH CONDUCTOR CROSS SECTION-(1001-1600sqmm) | 30000 | TEST
2 | WATER ABSORPTION TEST -14607 | WATER ABSORPTION TEST -14607 | 22042 | NOS
2 | WATER ABSORPTION TEST 14607 | WATER ABSORPTION TEST 14607 | 291.66 | TEST
2 | DCCD A69 | WATER ABSORPTION TEST DCCD A69 | 292 | NOS
2 | CDD | WATER ABSORPTION TEST-14607 | 291.66 | NOS
2 | DCCD-A69 | WATER ABSORPTION TEST( AS PER IS:6380-1971 & SIMILAR SPECIFICATION) PER SAMPLE | 13400 | TEST
2 | DCCD-A69 | WATER ABSORPTION TEST( AS PER IS:6380-1971 & SIMILAR SPECIFICATION) PER SAMPLE | 16100 | TEST
2 | WATER IMMERSION TEST 14595 | WATER IMMERSION TEST 14595 | 226 | NOS
2 | DCCD-A57 | WATER IMMERSION TEST ON PLASTIC INSULATED CABLES (HVAC-TYPE TEST) | 10350 | TEST
2 | DCCD-A57 | WATER IMMERSION TEST ON PLASTIC INSULATED CABLES (HVAC-TYPE TEST) | 12450 | TEST
2 | DCCD-A16 | WATER PENENTRATION TEST-TEST FOR LONGITUDINAL WATER TIGHTNESS OF THE OUTER LAYER/CONDUCTOR O | 3650 | TEST
2 | DCCD-A16 | WATER PENENTRATION TEST-TEST FOR LONGITUDINAL WATER TIGHTNESS OF THE OUTER LAYER/CONDUCTOR O | 4400 | TEST
2 | WATER PENETRATION TEST - HEATING -14541 | WATER PENETRATION TEST - HEATING -14541 | 36.2 | TEST
2 | WATER PENETRATION TEST -BENDING -14592 | WATER PENETRATION TEST -BENDING -14592 | 103 | TEST
2 | DCCD/A22(D) | WATER PENETRATION TEST (110/115/132kV RATING) CABLE WITH CONDUCTOR CROSS SECTION-UPTO 1000sqmm | 25000 | TEST
2 | water penetration test a22(d) | water penetration test a22(d) | 453 | test
2 | WATER PENETRATION TEST-14544 | WATER PENETRATION TEST-14544 | 6024 | NOS
2 | CDD | WATER PENETRATION TEST-BENDING-14592 | 103 | NOS
2 | DCCD/A22(F) | WATER PENETRATION TEST(110/115/132kV RATING) CABLE WITH CONDUCTOR CROSS SECTION-(1600-2500sqmm) | 35000 | TEST
2 | DCCD/A28(e) | WATER PENETRATION TEST(220 kV RATING) CABLE WITH CONDUCTOR CROSS SECTION-1001 to 1600sqmm | 55000 | TEST
2 | DCCD/A28(f) | WATER PENETRATION TEST(220 kV RATING) CABLE WITH CONDUCTOR CROSS SECTION-1601 to 2500sqmm | 62800 | TEST
2 | DCCD/A28(d) | WATER PENETRATION TEST(220 kV RATING) CABLE WITH CONDUCTOR CROSS SECTION-UPTO 1000sqmm | 53300 | TEST
2 | DCCD/A16(B) | WATER PENETRATION TEST(66 kV RATING) CABLE WITH CONDUCTOR CROSS SECTION-(1001-1600sqmm) | 5300 | TEST
2 | DCCD/A16(C) | WATER PENETRATION TEST(66 kV RATING) CABLE WITH CONDUCTOR CROSS SECTION-(1601-2500sqmm) | 8800 | TEST
2 | DCCD/A16(A) | WATER PENETRATION TEST(66 kV RATING) CABLE WITH CONDUCTOR CROSS SECTION-UPTO 1000sqmm | 4400 | TEST
2 | DCCD-A33 | WATER TREEING TEST ON XLPE INSULATED CABLE | 18250 | TEST
2 | DCCD-A33 | WATER TREEING TEST ON XLPE INSULATED CABLE | 21900 | TEST
2 | WATERABSORPTION TEST - a57 | WATERABSORPTION TEST - a57 | 292 | TEST
2 | DCCD-C113 | WAVE FORM MEASUREMENT(OSCILLOSCOPE CHARGES) | 2100 | PER SAMPLE
2 | DCCD-C113 | WAVE FORM MEASUREMENT(OSCILLOSCOPE CHARGES) | 2550 | PER SAMPLE
2 | WEDGE MAPPING TEST ON GENERATOR | WEDGE MAPPING TEST ON GENERATOR | 110000 | RATE
2 | WEDGE MAPPING TEST ON UNIT #2 HYDRO GENERATOR | WEDGE MAPPING TEST ON UNIT #2 HYDRO GENERATOR | 110000 | RATE
2 | DCCD-A42 | WEIGHT OF ZINC IN GALVANISED ARMOUR WIRES | 550 | TEST
2 | DCCD-A42 | WEIGHT OF ZINC IN GALVANISED ARMOUR WIRES | 700 | TEST
2 | DCCD-A-87 | WET PF TEST UPTO 22kV CABLE FOR ONE HOUR OR PART THEREOF | 5350 | TEST
2 | DCCD-A-88 | WET PF TEST(23kV to 33kV) CABLE FOR ONE HOUR OR PART THEREOF | 6100 | TEST
2 | DCCD-A78 | WIDNING TEST | 400 | TEST
2 | DCCD-A78 | WIDNING TEST | 500 | TEST
2 | DCCD-A76 | WRAPPING TEST | 400 | TEST
2 | DCCD-A76 | WRAPPING TEST | 500 | TEST
3 | DMLN-D11 | 2-FURFURAL CONTENT | 6600 | TEST
3 | DMLN D14c | 2-FURFURAL CONTENT (INHIBITED) | 8000 | TEST
3 | DMLN D14b | 2-FURFURAL CONTENT (TRACE INHIBITED) | 8000 | TEST
3 | DMLN D14a | 2-FURFURAL CONTENT (UNINHIBITED) | 8000 | TEST
3 | DMLN D9c | ACIDITY (INHIBITED) | 2000 | TEST
3 | DMLN D9b | ACIDITY (TRACE INHIBITED) | 2000 | TEST
3 | DMLN D9a | ACIDITY (UNINHIBITED) | 2000 | TEST
3 | DMLN-A15 | AGEING CHARACTERISTICS | 7700 | TEST
3 | DMLN A15 | AGEING CHARACTERISTICS | 9250 | TEST
3 | DMLU-21 | AIR RELEASE VALUE TEST | 1900 | TEST
3 | DMLU 21 | AIR RELEASE VALUE TEST | 2300 | TEST
3 | DMLU-9 | ANILINE POINT | 1300 | TEST
3 | DMLU 9 | ANILINE POINT | 1600 | TEST
3 | DMLN D13c | ANTIOXIDANT ADDITIVE (INHIBITED) | 8000 | TEST
3 | DMLN-D10 | ANTIOXIDANT ADDITIVE (ONLY PHENOLIC - QUANTITATIVE) | 5500 | TEST
3 | DMLN D13b | ANTIOXIDANT ADDITIVE (TRACE INHIBITED) | 8000 | TEST
3 | DMLN D13a | ANTIOXIDANT ADDITIVE (UNINHIBITED) | 8000 | TEST
3 | DMLU-1 | APPEARANCE | 400 | TEST
3 | DMLN-A1 | APPEARANCE | 550 | TEST
3 | DMLN-B1 | APPEARANCE | 550 | TEST
3 | DMLN-C1 | APPEARANCE | 550 | TEST
3 | DMLN-D7 | APPEARANCE | 550 | TEST
3 | DMLS-B1 | APPEARANCE | 550 | TEST
3 | DMLN A1 | APPEARANCE | 700 | TEST
3 | DMLN B1 | APPEARANCE | 700 | TEST
3 | DMLN C1 | APPEARANCE | 1000 | TEST
3 | DMLS B1 | APPEARANCE | 700 | TEST
3 | DMLU 1 | APPEARANCE | 500 | TEST
3 | DMLN D8c | APPEARANCE (INHIBITED) | 1000 | TEST
3 | DMLN D8b | APPEARANCE (TRACE INHIBITED) | 1000 | TEST
3 | DMLN D8a | APPEARANCE (UNINHIBITED) | 1000 | TEST
3 | DMPL-21 | ASH CONTENT/GLASS CONTENT/RESIDUAL MATTER | 2800 | TEST
3 | DMPL-21 | ASH CONTENT/GLASS CONTENT/RESIDUAL MATTER | 3400 | TEST
3 | BANKER S COMMISSION | BANKER S COMMISSION | 84.75 | NOS
3 | BIODEGRADATION TEST AS PER IEC:62270/IS:16659 | BIODEGRADATION TEST AS PER IEC:62270/IS:16659 | 68500 | PER TEST
3 | DMLN-D4 | BREAK DOWN VOLTAGE | 1100 | TEST
3 | BREAKDOW VOLTAGE TEST DMLS4 | BREAKDOW VOLTAGE TEST DMLS4 | 25.42 | TEST
3 | DMLN D5c | BREAKDOWN VOLTAGE (INHIBITED) | 2000 | TEST
3 | DMLN D5b | BREAKDOWN VOLTAGE (TRACE INHIBITED) | 2000 | TEST
3 | DMLN D5a | BREAKDOWN VOLTAGE (UNINHIBITED) | 2000 | TEST
3 | DMLN-E4 | CARBON COMPOSITION BY IR SPECTROPHOTOMETER(PNA) | 5500 | TEST
3 | DMLN E4 | CARBON COMPOSITION BY IR SPECTROPHOTOMETER (PNA) | 6600 | TEST
3 | DMPL-32 | CARBON CONTENT BY TGA METHOD | 3700 | TEST
3 | DMPL-32 | CARBON CONTENT BY TGA METHOD | 4450 | TEST
3 | PAGE 146 | CHARGES FOR ADDITIONAL/DUPLICATE TEST REPORTS | 3400 | REPORTS
3 | PAGE 146 | CHARGES FOR ADDITIONAL/DUPLICATE TEST REPORT | 1450 | REPORTS
3 | PAGE 146 | CHARGES FOR ADDITIONAL/DUPLICATE TEST REPORTS | 500 | REPORTS
3 | PAGE146 | CHARGES FOR ADDITIONAL/DUPLICATE TEST REPORTS | 550 | REPORTS
3 | PAGE 146 | CHARGES FOR ADDITIONAL/DUPLICATE TEST REPORTS | 950 | REPORTS
3 | PAGE 146 | CHARGES FOR ADDITIONAL/DUPLICATE TEST REPORTS | 1350 | REPORTS
3 | PAGE 146 | CHARGES FOR ADDITIONAL/DUPLICATE TEST REPORTS | 1850 | REPORTS
3 | PAGE 146 | CHARGES FOR ADDITIONAL/DUPLICATE TEST REPORTS | 2000 | REPORTS
3 | PAGE 146 | CHARGES FOR ADDITIONAL/DUPLICATE TEST REPORTS | 3550 | REPORTS
3 | PAGE 153 | CHARGES FOR ADDITIONAL/DUPLICATE TEST REPORTS | 500 | TEST
3 | PAGE 153 | CHARGES FOR ADDITIONAL/DUPLICATE TEST REPORTS | 550 | TEST
3 | PAGE 153 | CHARGES FOR ADDITIONAL/DUPLICATE TEST REPORTS | 950 | TEST
3 | PAGE 153 | CHARGES FOR ADDITIONAL/DUPLICATE TEST REPORTS | 1000 | TEST
3 | PAGE 153 | CHARGES FOR ADDITIONAL/DUPLICATE TEST REPORTS | 1350 | TEST
3 | PAGE 153 | CHARGES FOR ADDITIONAL/DUPLICATE TEST REPORTS | 1450 | TEST
3 | PAGE 153 | CHARGES FOR ADDITIONAL/DUPLICATE TEST REPORTS | 1850 | TEST
3 | PAGE 153 | CHARGES FOR ADDITIONAL/DUPLICATE TEST REPORTS | 2000 | TEST
3 | PAGE 153 | CHARGES FOR ADDITIONAL/DUPLICATE TEST REPORTS | 3400 | TEST
3 | PAGE 153 | CHARGES FOR ADDITIONAL/DUPLICATE TEST REPORTS | 3550 | TEST
3 | PAGE 147 | CHARGES FOR ADDITIONAL/DUPLICATE TEST REPORTS | 2000 | REPORT
3 | PAGE 147 | CHARGES FOR ADDITIONAL/DUPLICATE TEST REPORTS | 10000 | REPORT
3 | PAGE 146 | CHARGES FOR SEALED CERTIFICATES PER COPY | 1000 | REPORTS
3 | PAGE 146 | CHARGES FOR SEALED CERTIFICATES PER COPY | 2600 | REPORTS
3 | PAGE 146 | CHARGES FOR SEALED CERTIFICATES PER COPY | 2750 | REPORTS
3 | DMLU-6 | CLOUD/POUR POINT | 1300 | TEST
3 | DMLU-36 | CLOUD/POUR POINT | 1300 | TEST
3 | DMLU 6 | CLOUD/POUR POINT | 1600 | TEST
3 | DMLU 36 | CLOUD/POUR POINT | 1600 | TEST
3 | DMLN-E3 | COEFFICIENT OF THERMAL EXPANSION | 5500 | TEST
3 | DMLN E3 | COEFFICIENT OF THERMAL EXPANSION | 6600 | TEST
3 | DMLU 2 | COLOR | 500 | TEST
3 | DMLU-2 | COLOUR | 400 | TEST
3 | DMPL-19 | CONDITIONING WITH VACUUM &/OR TEMPERATURE | 1900 | TEST
3 | DMPL-19 | CONDITIONING WITH VACUUM &/OR TEMPERATURE | 2300 | TEST
3 | DMPL-33 | CONDUCTIVITY OF AQUEOUS EXTRACT | 1300 | TEST
3 | DMPL-33 | CONDUCTIVITY OF AQUEOUS EXTRACT | 1600 | TEST
3 | DMLU 32 | CONE PENETRATION @ -30 DEG C | 3750 | TEST
3 | DMLU 31 | CONE PENETRATION @ 25 DEG C | 1600 | TEST
3 | DMLU-31 | CONE PENETRATION AT THE RATE OF 25DEG. C | 1300 | TEST
3 | DMLU-32 | CONE PENETRATION AT THE RATE OF 30 DEG. C | 3100 | TEST
3 | PAGE 147 | CONSULTANCY-ADDITIONAL DIRECTOR / ENGG. OFFICER GR. 6 | 11850 | CONSUL
3 | 1.16 | CONSULTANCY-ADDITIONAL DIRECTOR / ENGG. OFFICER GR. 6 | 11850 | TEST
3 | PAGE147 | CONSULTANCY-DIRECTOR | 12500 | CONSUL
3 | 1.16 | CONSULTANCY-DIRECTOR | 12500 | TEST
3 | PAGE 147 | CONSULTANCY-DIRECTOR GENERAL | 13200 | CONSUL
3 | PAGE 154 | CONSULTANCY-DIRECTOR GENERAL | 13200 | TEST
3 | 1.16 | CONSULTANCY-ENGINEERING OFFICER GR. 2 | 7000 | TEST
3 | PAGE 147 | CONSULTANCY-JOINT DIRECTOR / ENGG. OFFICER GR.5 | 11100 | CONSUL
3 | 1.16 | CONSULTANCY-JOINT DIRECTOR / ENGG. OFFICER GR.5 | 11100 | TEST
3 | PAGE 147 | CONSULTANCY-SCIENTIFIC/EN GINEERING OFFICER GR. 3 | 8350 | DAY
3 | PAGE 147 | CONSULTANCY-SCIENTIFIC/ENGINEERING OFFICER GR. 2. | 7000 | DAY
3 | 1.16 | CONSULTANCY-SCIENTIFIC/ENGINEERING OFFICER GR. 3 | 8350 | DAY
3 | PAGE 147 | CONSULTANCY-SCIENTIFIC/ENGINEERING OFFICER GR. 4 | 9100 | DAY
3 | 1.16 | CONSULTANCY-SCIENTIFIC/ENGINEERING OFFICER GR. 4 | 9100 | TEST
3 | DMLU-18 | COPPER STRIP CORROSION TEST | 1300 | TEST
3 | DMLU 18 | COPPER STRIP CORROSION TEST | 1600 | TEST
3 | DMLN B8 | CORROSION SULPHUR | 1650 | TEST
3 | DMLN D12c | CORROSIVE SULFUR (INHIBITED) | 3000 | TEST
3 | DMLN D12b | CORROSIVE SULFUR (TRACE INHIBITED) | 3000 | TEST
3 | DMLN D12a | CORROSIVE SULFUR (UNINHIBITED) | 3000 | TEST
3 | DMLN-A8 | CORROSIVE SULPHUR | 1350 | TEST
3 | DMLN-B8 | CORROSIVE SULPHUR | 1350 | TEST
3 | DMLN-C8 | CORROSIVE SULPHUR | 1350 | TEST
3 | DMLN-D9 | CORROSIVE SULPHUR | 1350 | TEST
3 | DMLN A8 | CORROSIVE SULPHUR | 1650 | TEST
3 | DMLN C8 | CORROSIVE SULPHUR | 3000 | TEST
3 | DMD/TRF/01/20-21 | DECHLORINATION OF PCB CONTAMINATED OIL USING MOBILE DECHLORINATION PLANT | 20 | LITRE
3 | DMLU-29 | DEGREE OF POLYMERIZATION | 4100 | TEST
3 | DMLU 29 | DEGREE OF POLYMERIZATION | 4950 | TEST
3 | DMLU-13 | DEMULSIBILITY | 1900 | TEST
3 | DMLU 13 | DEMULSIBILITY | 2300 | TEST
3 | DMLU-3 | DENSITY | 650 | TEST
3 | DMLN-A2 | DENSITY | 1100 | TEST
3 | DMLN-B2 | DENSITY | 1100 | TEST
3 | DMLN-C2 | DENSITY | 1100 | TEST
3 | DMLS-B9 | DENSITY | 1100 | TEST
3 | DMPL-5 | DENSITY | 1100 | TEST
3 | DMPL-5 | DENSITY | 1350 | TEST
3 | DMLN A2 | DENSITY | 1350 | TEST
3 | DMLN B2 | DENSITY | 1350 | TEST
3 | DMLN C2 | DENSITY | 2000 | TEST
3 | DMLS B9 | DENSITY | 1350 | TEST
3 | DMLU 3 | DENSITY | 800 | TEST
3 | DMLN-D5 | DENSITY AT 20 DEG C | 1100 | TEST
3 | DMLN D6c | DENSITY AT 20 DEG C (INHIBITED) | 2000 | TEST
3 | DMLN D6b | DENSITY AT 20 DEG C (TRACE INHIBITED) | 2000 | TEST
3 | DMLN D6a | DENSITY AT 20 DEG C (UNINHIBITED) | 2000 | TEST
3 | DMLS A5 | DIELECTIC DISSIPATION FACTOR (TAN DELTA) | 1650 | TEST
3 | DIELECTRIC DISSIPATION DMLS5 | DIELECTRIC DISSIPATION DMLS5 | 33.9 | TEST
3 | DMLS-A5 | DIELECTRIC DISSIPATION FACTOR | 1815 | TEST
3 | DMLN-A10 | DIELECTRIC DISSIPATION FACTOR (TAN DELTA) | 1350 | TEST
3 | DMLN-B10 | DIELECTRIC DISSIPATION FACTOR (TAN DELTA) | 1350 | TEST
3 | DMLN-C10 | DIELECTRIC DISSIPATION FACTOR (TAN DELTA) | 1350 | TEST
3 | DMLS-A5 | DIELECTRIC DISSIPATION FACTOR (TAN DELTA) | 1350 | TEST
3 | DMLS-B6 | DIELECTRIC DISSIPATION FACTOR (TAN DELTA) | 1350 | TEST
3 | DMLN A10 | DIELECTRIC DISSIPATION FACTOR (TAN DELTA) | 1650 | TEST
3 | DMLN C10 | DIELECTRIC DISSIPATION FACTOR (TAN DELTA) | 3000 | TEST
3 | DMLS B6 | DIELECTRIC DISSIPATION FACTOR (TAN DELTA) | 1650 | TEST
3 | DMLN-D6 | DIELECTRIC DISSIPATION FACTOR AT 90 DEG C | 1350 | TEST
3 | DMLN D7c | DIELECTRIC DISSIPATION FACTOR AT 90 DEG C (INHIBITED) | 3000 | TEST
3 | DMLN D7b | DIELECTRIC DISSIPATION FACTOR AT 90 DEG C (TRACE INHIBITED) | 3000 | TEST
3 | DMLN D7a | DIELECTRIC DISSIPATION FACTOR AT 90 DEG C (UNINHIBITED) | 3000 | TEST
3 | DMLN B10 | DIELECTRIC DISSIPATION FACTOR(TAN DELTA) | 1650 | TEST
3 | DMD/TRF/02/17-18 | DIELECTRIC IMPEDANCE ANALYSIS AT ROOM TEMP FROM 100 Hz TO 1 MHz | 3400 | TEST
3 | DIELECTRIC IMPEDANCE ANALYSIS AT ROOM TEMPRATURE FROM 100 HZ TO 1 MHZ | DIELECTRIC IMPEDANCE ANALYSIS AT ROOM TEMPRATURE FROM 100 HZ TO 1 MHZ | 3400 | PER TEST
3 | DIELECTRIC IMPEDANCE ANALYSIS AT RROM TEMPERATURE FROM 100HZ TO 1MHZ | DIELECTRIC IMPEDANCE ANALYSIS AT RROM TEMPERATURE FROM 100HZ TO 1MHZ | 3400 | PER TEST
3 | DMPL-28 | DIMENSIONS OF POLYMER MATERIALS | 700 | TEST
3 | DMPL-28 | DIMENSIONS OF POLYMER MATERIALS | 850 | TEST
3 | DMLS-A9 | DISSOLVED GAS ANALYSIS | 5500 | TEST
3 | DMLS A9 | DISSOLVED GAS ANALYSIS | 6600 | TEST
3 | DMLS-A9 | DISSOLVED GAS ANALYSIS | 7260 | TEST
3 | DMLN-NPCIL | DISSOLVED GAS ANALYSIS - NPCIL | 7260 | TEST
3 | DMLU-33 | DROP POINT | 1300 | TEST
3 | DMLU 33 | DROP POINT | 1600 | TEST
3 | DMPL-15 | DSC STUDIES - CRYSTALLINITY | 1900 | TEST
3 | DMPL-15 | DSC STUDIES - CRYSTALLINITY | 2300 | TEST
3 | DMPL-16 | DSC STUDIES - CURING OF RESINS/POLYMERS | 3200 | TEST
3 | DMPL-16 | DSC STUDIES - CURING OF RESINS/POLYMERS | 3850 | TEST
3 | DMPL-14 | DSC STUDIES - SPECIFIC HEAT | 3700 | TEST
3 | DMPL-14 | DSC STUDIES - SPECIFIC HEAT | 4450 | TEST
3 | DMPL-13 | DSC STUDIES- CHANGE IN ENTHALPY | 1900 | TEST
3 | DMPL-13 | DSC STUDIES- CHANGE IN ENTHALPY | 2300 | TEST
3 | DMPL-12 | DSC STUDIES-GLASS TRANSIITION | 1900 | TEST
3 | DMPL-12 | DSC STUDIES-GLASS TRANSIITION | 2300 | TEST
3 | DMPL-11 | DSC STUDIES-MELTING POINT | 1900 | TEST
3 | DMPL-11 | DSC STUDIES-MELTING POINT | 2300 | TEST
3 | DMD/TRF/02/17-18 | DYNAMIC MECH. ANALYSIS - from room temp. to -150 deg.C at any one freq. | 5500 | TEST
3 | DMD/TRF/02/17-18 | DYNAMIC MECH. ANALYSIS - from room temp. to 500 deg.C at any one freq. | 5500 | TEST
3 | DMD/TRF/02/17-18 | DYNAMIC MECH. ANALYSIS -for the freq.range of 0.01Hz to 200 Hz at any one temp. | 5500 | TEST
3 | DYNAMIC MECHANICAL ANALYSIS - DMA FROM -150 C TO ROOM TEMPERATURE AT ANY ONE FREQUENCY | DYNAMIC MECHANICAL ANALYSIS - DMA FROM -150 C TO ROOM TEMPERATURE AT ANY ONE FREQUENCY | 5500 | PER TEST
3 | DYNAMIC MECHANICAL ANALYSIS - DMA FROM ROOM TEMPERATURE TO 500 C AT ANY ONE FREQUENCY | DYNAMIC MECHANICAL ANALYSIS - DMA FROM ROOM TEMPERATURE TO 500 C AT ANY ONE FREQUENCY | 5500 | PER TEST
3 | DYNAMIC MECHANICAL ANALYSIS -DMA FROM- 150C TO ROOM TEMPRATURE AT ANY ONE FREQUENCY | DYNAMIC MECHANICAL ANALYSIS -DMA FROM- 150C TO ROOM TEMPRATURE AT ANY ONE FREQUENCY | 5500 | PER TEST
3 | DYNAMIC MECHANICAL ANALYSIS-DMA FOR THE FREQUENCY RANGE OF 0.01HZ TO 200HZ AT ANY ONE TEMPERATURE | DYNAMIC MECHANICAL ANALYSIS-DMA FOR THE FREQUENCY RANGE OF 0.01HZ TO 200HZ AT ANY ONE TEMPERATURE | 5500 | PER TEST
3 | DYNAMIC MECHANICL ANALYSIS - DMA FROM ROOM TEMPRATURE 500 C AT ANY ONE FREQUENCY | DYNAMIC MECHANICL ANALYSIS - DMA FROM ROOM TEMPRATURE 500 C AT ANY ONE FREQUENCY | 5500 | PER TEST
3 | DMLN-A9 | ELECTRIC STRENGTH | 1100 | TEST
3 | DMLN-B9 | ELECTRIC STRENGTH | 1100 | TEST
3 | DMLN-C9 | ELECTRIC STRENGTH | 1100 | TEST
3 | DMLS-A4 | ELECTRIC STRENGTH | 1100 | TEST
3 | DMLS-B5 | ELECTRIC STRENGTH | 1100 | TEST
3 | DMLN A9 | ELECTRIC STRENGTH | 1350 | TEST
3 | DMLN B9 | ELECTRIC STRENGTH | 1350 | TEST
3 | DMLN C9 | ELECTRIC STRENGTH | 2000 | TEST
3 | DMLS A4 | ELECTRIC STRENGTH | 1350 | TEST
3 | DMLS B5 | ELECTRIC STRENGTH | 1350 | TEST
3 | DMLN-A9 | ELECTRIC STRENGTH | 1485 | TEST
3 | DMPL-36 | ENVIRONMENTAL STRESS CRACKING RESISTANCE (ESCR) | 8550 | TEST
3 | DMPL-36 | ENVIRONMENTAL STRESS CRACKING RESISTANCE (ESCR) | 10300 | TEST
3 | DMPL-2 | EPOXY CONTENT IN EPOXY RESINS | 1550 | TEST
3 | DMPL-2 | EPOXY CONTENT IN EPOXY RESINS | 1900 | TEST
3 | DMPL-3 | EPOXY VALUE | 1550 | TEST
3 | DMPL-3 | EPOXY VALUE | 1900 | TEST
3 | DMPL-35 | ESTIMATION OF HALOGEN ACID (EITHOUT EXTRACTION) | 2200 | TEST
3 | DMPL-35 | ESTIMATION OF HALOGEN ACID (EITHOUT EXTRACTION) | 2650 | TEST
3 | DMPL-18 | FABRICATION OF POLYETHYLENE SHEET | 3100 | TEST
3 | DMPL-18 | FABRICATION OF POLYETHYLENE SHEET | 3750 | TEST
3 | DMLU-30 | FERROGRAPHIC ANALYSIS | 1300 | TEST
3 | DMLU 30 | FERROGRAPHIC ANALYSIS | 1600 | TEST
3 | DMLU-35 | FLASH POINT | 1300 | TEST
3 | DMLN-A5 | FLASH POINT | 1100 | TEST
3 | DMLN-B5 | FLASH POINT | 1100 | TEST
3 | DMLN-C5 | FLASH POINT | 1100 | TEST
3 | DMLN-D13 | FLASH POINT | 1100 | TEST
3 | DMLS-A2 | FLASH POINT | 1100 | TEST
3 | DMLS-B3 | FLASH POINT | 1100 | TEST
3 | DMLN-D13 | FLASH POINT | 1100 | TEST
3 | DMLN A5 | FLASH POINT | 1350 | TEST
3 | DMLN B5 | FLASH POINT | 1350 | TEST
3 | DMLN C5 | FLASH POINT | 2000 | TEST
3 | DMLS A2 | FLASH POINT | 1350 | TEST
3 | DMLS B3 | FLASH POINT | 1350 | TEST
3 | DMLU 35 | FLASH POINT | 1600 | TEST
3 | DMLU-4 | FLASH POINT | 1485 | TEST
3 | DMLN D17c | FLASH POINT (INHIBITED) | 2000 | TEST
3 | DMLN D17b | FLASH POINT (TRACE INHIBITED) | 2000 | TEST
3 | DMLN D17a | FLASH POINT (UNINHIBITED) | 2000 | TEST
3 | DMLU 4 | FLASH POINT/FIRE POINT AUTO IGNITION TEMPERATION | 1600 | TEST
3 | DMLU-4 | FLASH POINT/FIRE POINT AUTO IGNITUION TEMPERATURE | 1300 | TEST
3 | DMLU 11 | FOAMING CHARACERISTICS | 2300 | TEST
3 | DMLU-11 | FOAMING CHARACTERISTICS | 1900 | TEST
3 | DMLU-22 | FOUR BALL TEST | 3100 | TEST
3 | DMLU 22 | FOUR BALL TEST | 3750 | TEST
3 | DMPL-25 | FT-IR ANALYSIS (KBr/Nujol/Film) METHOD | 1000 | TEST
3 | DMPL-25 | FT-IR ANALYSIS (KBr/Nujol/Film) METHOD | 1200 | TEST
3 | DMPL-26 | FT-IR ATR FACILITY METHOD | 1900 | TEST
3 | DMPL-26 | FT-IR ATR FACILITY METHOD | 2300 | TEST
3 | DMPL-26 | FT-IR ATR FACILITY METHOD | 2300 | TEST
3 | DMLU-24 | FT-IR SCANNING TEST | 3700 | TEST
3 | DMLU 24 | FT-IR SCANNING TEST | 4450 | TEST
3 | DMLN D14a | FURAN ANALYSIS | 8800 | TEST
3 | DMLN-A1 NEW | FURAN ANALYSIS TEST CHARGES PER SAMPLE IEC 61198-1993, ASTM 5837-99 | 6600 | TEST
3 | DMLN D14a | FURAN ANALYSIS TEST CHARGES PER SAMPLE IEC 61198-1993, ASTM 5837-99 | 8000 | TEST
3 | DMLN D14a | FURAN ANALYSIS TEST CHARGES PER SAMPLE IEC 61198-1993, ASTM 5837-99 | 8250 | TEST
3 | FURAN TEST | FURAN TEST | 11713 | TEST
3 | DMLN D14a | FURFURAL CONTENT(UNINHIBITED)-28/09/2020 | 8000 | TEST
3 | DMLN D16c | GASSING (INHIBITED) | 8000 | TEST
3 | DMLN D16b | GASSING (TRACE INHIBITED) | 8000 | TEST
3 | DMLN D16a | GASSING (UNINHIBITED) | 8000 | TEST
3 | DMPL-7 | GELATION TIME TEST FOR RESINS | 1350 | TEST
3 | DMPL-7 | GELATION TIME TEST FOR RESINS | 1650 | TEST
3 | DMPL-31 | HARDNESS OF RUBBER AND PLASTIC MATERIALS | 700 | TEST
3 | DMPL-31 | HARDNESS OF RUBBER AND PLASTIC MATERIALS | 850 | TEST
3 | HARDNESS-SHORE 'A' BOILING CON DITIONS:0.1% BY WEIGHT OF SODIUM CHLORIDE SOLUTION FOR 42 HRS | HARDNESS-SHORE 'A' BOILING CON DITIONS:0.1% BY WEIGHT OF SODIUM CHLORIDE SOLUTION FOR 42 HRS | 6300 | TEST
3 | DMPL-20 | HEAT DESTORTION TEMPERATURE | 2500 | TEST
3 | DMPL-20 | HEAT DESTORTION TEMPERATURE | 3000 | TEST
3 | DMPL-4 | HYDROLISABLE CHLORIDE TEST | 1350 | TEST
3 | DMPL-4 | HYDROLISABLE CHLORIDE TEST | 1650 | TEST
3 | DMLU-28 | HYDROLYTIC STABILITY TEST | 1900 | TEST
3 | DMLU 28 | HYDROLYTIC STABILITY TEST | 2300 | TEST
3 | DMLN E2 | INORGANIC CHLORIDE & SULFATES | 5300 | TEST
3 | DLMN-E2 | INORGANIC CHLORIDE & SULPHATES | 4400 | TEST
3 | DMLN-A4 | INTERFACIAL TENSION | 1100 | TEST
3 | DMLN-B4 | INTERFACIAL TENSION | 1100 | TEST
3 | DLMN-C4 | INTERFACIAL TENSION | 1100 | TEST
3 | DMLN-D8 | INTERFACIAL TENSION | 1100 | TEST
3 | DMLS-A1 | INTERFACIAL TENSION | 1100 | TEST
3 | DMLS-B2 | INTERFACIAL TENSION | 1100 | TEST
3 | DMLN A4 | INTERFACIAL TENSION | 1350 | TEST
3 | DMLN B4 | INTERFACIAL TENSION | 1350 | TEST
3 | DMLN C4 | INTERFACIAL TENSION | 2000 | TEST
3 | DMLS A1 | INTERFACIAL TENSION | 1350 | TEST
3 | DMLS B2 | INTERFACIAL TENSION | 1350 | TEST
3 | DMLS-B2 | INTERFACIAL TENSION | 1485 | TEST
3 | DMLN D10c | INTERFACIAL TENSION (INHIBITED) | 2000 | TEST
3 | DMLN D10b | INTERFACIAL TENSION (TRACE INHIBITED) | 2000 | TEST
3 | DMLN D10a | INTERFACIAL TENSION (UNINHIBITED) | 2000 | TEST
3 | DMLU-7 | KINEMATIC VISCOSITY | 1300 | TEST
3 | DMLN-A3 | KINEMATIC VISCOSITY | 1100 | TEST
3 | DMLN-B3 | KINEMATIC VISCOSITY | 1100 | TEST
3 | DMLS-B11 | KINEMATIC VISCOSITY | 1100 | TEST
3 | DMLN A3 | KINEMATIC VISCOSITY | 1350 | TEST
3 | DMLN B3 | KINEMATIC VISCOSITY | 1350 | TEST
3 | DMLS B11 | KINEMATIC VISCOSITY | 1350 | TEST
3 | DMLU 7 | KINEMATIC VISCOSITY | 1600 | TEST
3 | DLMN-C3 | KINEMATIC VISCOSITY AT TWO TEMP. | 2200 | TEST
3 | DMLN C3 | KINEMATIC VISCOSITY AT TWO TEMP. | 5000 | TEST
3 | LEAD CONTENT IN PAINT AS PER ASTM E613 & ASTM E164 | LEAD CONTENT IN PAINT AS PER ASTM E613 & ASTM E164 | 8000 | TEST
3 | TRF/03/12.12.2017 | LEAD CONTENT IN PAINTS | 8000 | TEST
3 | DMPL-23 | MELT FLOW INDEX | 2750 | TEST
3 | DMPL-23 | MELT FLOW INDEX | 3300 | TEST
3 | DMLN-F4 | MELTING POINT | 1900 | TEST
3 | DMLN F4 | MELTING POINT | 2300 | TEST
3 | DMLU-26 | METAL ANALYSIS (PER ELEMENT) | 850 | TEST
3 | DMLU 26 | METAL ANALYSIS/WEAR DEBRIS/METAL ANLYSIS (PER ELEMENT) | 1050 | TEST
3 | MINIMUM ORDER VALUE - TESTING OF EQUIPMENT | MINIMUM ORDER VALUE - TESTING OF EQUIPMENT | 10000 | TEST
3 | MINIMUM ORDER VALUE - TESTING OF EQUIPMENT | MINIMUM ORDER VALUE - TESTING OF EQUIPMENT | 10000 | TEST
3 | MINIMUM ORDER VALUE - TESTING OF MATERIALS | MINIMUM ORDER VALUE - TESTING OF MATERIALS | 2400 | TEST
3 | MINIMUM ORDER VALUE - TESTING OF MATERIALS | MINIMUM ORDER VALUE - TESTING OF MATERIALS | 2400 | TEST
3 | PAGE 146 | MINIMUM TEST CHARGES | 2000 | TEST
3 | PAGE NO. 150 | MINIMUM TEST CHARGES | 2000 | TEST
3 | PAGE147 | MINIMUM TEST CHARGES | 2400 | TEST
3 | PAGE NO. 150 | MINIMUM TEST CHARGES | 2400 | TEST
3 | DMLN-F3 | MOISTURE | 2200 | TEST
3 | DMLN F3 | MOISTURE | 2650 | TEST
3 | DYNAMIC MECHANICAL A | NALYSIS - DMA FOR THE FREQUENCY RANGE OF 0.01HZ TO 200 HZ AT ANY ONE TEMPERATURE | 5500 | PER TEST
3 | DMLN-A7 | NEUTRALISATION VALUE | 1100 | TEST
3 | DMLN-B7 | NEUTRALISATION VALUE | 1100 | TEST
3 | DMLN-C7 | NEUTRALISATION VALUE | 1100 | TEST
3 | DMLS-A3 | NEUTRALISATION VALUE | 1100 | TEST
3 | DMLS-B4 | NEUTRALISATION VALUE | 1100 | TEST
3 | DMLN A7 | NEUTRALISATION VALUE | 1350 | TEST
3 | DMLN B7 | NEUTRALISATION VALUE | 1350 | TEST
3 | DMLN C7 | NEUTRALISATION VALUE | 2000 | TEST
3 | DMLS A3 | NEUTRALISATION VALUE | 1350 | TEST
3 | DMLS B4 | NEUTRALISATION VALUE | 1350 | TEST
3 | DMLU-5 | NEUTRALIZATION VALUE | 1300 | TEST
3 | DMLU 5 | NEUTRALIZATION VALUE | 1600 | TEST
3 | DMLU-5 | NEUTRALIZATION VALUE | 1485 | TEST
3 | OIL SAMPLE COLLECTION CHARGES | OIL SAMPLE COLLECTION CHARGES | 20000 | VISIT
3 | DMLU 34 | OIL SEPARATION TEST | 2300 | TEST
3 | DMLU-34 | OIL SEPERATION TEST | 1900 | TEST
3 | CPP | OIL TESTING IN MOBILE LAB AT CPP | 22330 | TEST
3 | ONE ADDITIONAL COPY EACH FOR 2 RATING | ONE ADDITIONAL COPY EACH FOR 2 RATING | 76.27 | TEST
3 | ONSITE DE-CHLORINATION OF PCB CONTAMINATED TRANSFORMER OIL PERTAINING TO HTPS, UPRVNL, HARDUAGANJ, A | ONSITE DE-CHLORINATION OF PCB CONTAMINATED TRANSFORMER OIL PERTAINING TO HTPS, UPRVNL, HARDUAGANJ, A | 20 | TEST
3 | DMLU-15 | OXIDATION INHIBITOR CONTENT | 3700 | TEST
3 | DMLN-B13ii | OXIDATION INHIBITOR CONTENT | 5500 | TEST
3 | DMLN B13ii | OXIDATION INHIBITOR CONTENT | 6600 | TEST
3 | DMLU 15 | OXIDATION INHIBITOR CONTENT | 4450 | TEST
3 | DMLU-19 | OXIDATION STABILITY | 4850 | TEST
3 | DMLN-A12 | OXIDATION STABILITY | 7700 | TEST
3 | DMLN-B12 | OXIDATION STABILITY | 8800 | TEST
3 | DMLN A12 | OXIDATION STABILITY | 9250 | TEST
3 | DMLN B12 | OXIDATION STABILITY | 10600 | TEST
3 | DMLU 19 | OXIDATION STABILITY | 5850 | TEST
3 | DMLN-D12 i | OXIDATION STABILITY (i) (UN-INHIBITED) | 7700 | TEST
3 | DMLN-C12 | OXIDATION STABILITY (INHIBITED) | 18700 | TEST
3 | DMLS-B12 | OXIDATION STABILITY (INHIBITED) | 8800 | TEST
3 | DMLN C12 | OXIDATION STABILITY (INHIBITED) | 45000 | TEST
3 | DMLN D15c | OXIDATION STABILITY (INHIBITED) | 45000 | TEST
3 | DMLS B12 | OXIDATION STABILITY (INHIBITED) | 10600 | TEST
3 | DMLN-B15 | OXIDATION STABILITY (RBT) | 8800 | TEST
3 | DMLN B15 | OXIDATION STABILITY (RBT) | 10600 | TEST
3 | DMLN D15b | OXIDATION STABILITY (TRACE INHIBITED) | 40000 | TEST
3 | DMLN-C13 | OXIDATION STABILITY (UN-INHIBITED) | 7700 | TEST
3 | DMLS-B13 | OXIDATION STABILITY (UN-INHIBITED) | 7700 | TEST
3 | DMLN C13 | OXIDATION STABILITY (UN-INHIBITED) | 20000 | TEST
3 | DMLS B13 | OXIDATION STABILITY (UN-INHIBITED) | 9250 | TEST
3 | DMLN D15a | OXIDATION STABILITY (UNINHIBITED) | 20000 | TEST
3 | DMLU 23 | OXIDATION STABILITY BY ROTATING BOMB (RBOT) | 7300 | TEST
3 | DMLU-23 | OXIDATION STABILITY BY ROTATING BOMB(RBOT) | 6050 | TEST
3 | DMLN-D12 iii | OXIDATION STABILITY ii (INHIBITED) | 18700 | TEST
3 | DMLN-D12 ii | OXIDATION STABILITY ii (TRACE-INHIBITED) | 18700 | TEST
3 | DMPL-17 | OXIDATION STABILITY OF INSULATION | 3700 | TEST
3 | DMPL-17 | OXIDATION STABILITY OF INSULATION | 4450 | TEST
3 | DMD/TRF/01-12-1-16 | OXIDATIONI STABILITY TEST FOR 2000 HRS | 293000 | TEST
3 | DMLU-20 | PARTICLE SIZING & COUNTING ANALYSIS | 3100 | TEST
3 | DMLU 20 | PARTICLE SIZING & COUNTING ANALYSIS | 3750 | TEST
3 | DMLN D18c | PCA CONTENT (INHIBITED) | 8000 | TEST
3 | DMLN D18b | PCA CONTENT (TRACE INHIBITED) | 8000 | TEST
3 | DMLN D19a | PCA CONTENT (UNINHIBITED) | 8000 | TEST
3 | DMLN-D14 | PCB CONTENT | 4100 | TEST
3 | DMLN D19c | PCB CONTENT (INHIBITED) | 8000 | TEST
3 | DMLN D19b | PCB CONTENT (TRACE INHIBITED) | 8000 | TEST
3 | DMLN D18a | PCB CONTENT (UNINHIBITED) | 8000 | TEST
3 | DMD/TRF/02-4-11-16 | PCB DE-CHLORINATION FOR PCB CONTAMINATED OIL(LESS THAN 50 ppm) | 50 | KG
3 | DMPL-29 | pH OF AQUEOUS EXTRACT | 1650 | TEST
3 | DMPL-29 | pH OF AQUEOUS EXTRACT | 2000 | TEST
3 | DMLU 27 | POLYCHLORINATED BIPHENYL'S ANALYSIS | 4950 | TEST
3 | DMLU-27 | POLYCHLORINATED BIPHENYLE'S ANALYSIS | 4100 | TEST
3 | DMLN E5 | POTENTIAL CORROSIVE SULPHUR AS PER IEC 62535-2008 | 8000 | TEST
3 | DMLN-A6 | POUR POINT | 1100 | TEST
3 | DMLN-B6 | POUR POINT | 1100 | TEST
3 | DMLN-C6 | POUR POINT | 1100 | TEST
3 | DMLN-D2 | POUR POINT | 1100 | TEST
3 | DMLS-B10 | POUR POINT | 1100 | TEST
3 | DMLN A6 | POUR POINT | 1350 | TEST
3 | DMLN B6 | POUR POINT | 1350 | TEST
3 | DMLN C6 | POUR POINT | 3000 | TEST
3 | DMLS B10 | POUR POINT | 1350 | TEST
3 | DMLN D3c | POUR POINT (INHIBITED) | 3000 | TEST
3 | DMLN D3b | POUR POINT (TRACE INHIBITED) | 3000 | TEST
3 | DMLN D3a | POUR POINT (UNINHIBITED) | 3000 | TEST
3 | DMLN-A13 | PRESENCE OF OXIDATION INHIBITOR | 1100 | TEST
3 | DMLN-B13i | PRESENCE OF OXIDATION INHIBITOR | 1100 | TEST
3 | DMLN A13 | PRESENCE OF OXIDATION INHIBITOR | 1350 | TEST
3 | DMLN B13i | PRESENCE OF OXIDATION INHIBITOR | 1350 | TEST
3 | DMLN-F1 | PURITY | 5500 | TEST
3 | DMLN F1 | PURITY | 6600 | TEST
3 | DMLU-10 | RAMSBOTTOM CARBON RESIDUE | 1300 | TEST
3 | DMLU 10 | RAMSBOTTOM CARBON RESIDUE | 1600 | TEST
3 | DMLU-14 | RUST PREVENTION CHARACTERISTICS | 1900 | TEST
3 | DMLU 14 | RUST PREVENTION CHARACTERISTICS | 2300 | TEST
3 | DMLN-A16 | S.K. VALUE | 550 | TEST
3 | DMLN-B16 | S.K. VALUE | 550 | TEST
3 | DMLN A16 | S.K.VALUE | 700 | TEST
3 | DMLN B16 | S.K.VALUE | 700 | TEST
3 | DMLS A8 | SEDIMENT & SLUDGE | 1350 | TEST
3 | DMLU-17 | SEDIMENT & SLUDGE CONTENT | 1485 | TEST
3 | DMLU-17 | SLUDGE CONTENT | 1900 | TEST
3 | DMLS-A8 | SLUDGE CONTENT | 1100 | TEST
3 | DMLU 17 | SLUDGE CONTENT | 2300 | TEST
3 | DMPL-6 | SPECIFIC GRAVITY | 750 | TEST
3 | DMPL-6 | SPECIFIC GRAVITY | 900 | TEST
3 | DMLS-B7 | SPECIFIC RESISTANC (RESISTIVITY) | 1350 | TEST
3 | DMLN-A11 | SPECIFIC RESISTANCE (RESISTIVITY) | 1350 | TEST
3 | DMLN-B11 | SPECIFIC RESISTANCE (RESISTIVITY) | 1350 | TEST
3 | DMLS-A6 | SPECIFIC RESISTANCE (RESISTIVITY) | 1350 | TEST
3 | DMLN A11 | SPECIFIC RESISTANCE (RESISTIVITY) | 1650 | TEST
3 | DMLN B11 | SPECIFIC RESISTANCE (RESISTIVITY) | 1650 | TEST
3 | DMLS A6 | SPECIFIC RESISTANCE (RESISTIVITY) | 1650 | TEST
3 | DMLN-A11 | SPECIFIC RESISTANCE (RESISTIVITY) | 1815 | TEST
3 | DMLS B7 | SPECIFIC RESISTANE (RESISITIVITY) | 1650 | TEST
3 | DMLN-F2 | SULPHATED ASH | 4400 | TEST
3 | DMLN F2 | SULPHATED ASH | 5300 | TEST
3 | DMPL-27 | TG-FT IR ANALYSIS | 3700 | TEST
3 | DMPL-27 | TG-FT IR ANALYSIS | 4450 | TEST
3 | DMPL-8 | THERMAL ANALYSIS - ASH CONTENT | 1900 | TEST
3 | DMPL-8 | THERMAL ANALYSIS - ASH CONTENT | 2300 | TEST
3 | DMPL-10 | THERMAL ANALYSIS - DE COMPOSITION | 1900 | TEST
3 | DMPL-10 | THERMAL ANALYSIS - DE COMPOSITION | 2300 | TEST
3 | DMPL-9 | THERMAL ANALYSIS-FILLER CONTENT | 1900 | TEST
3 | DMPL-9 | THERMAL ANALYSIS-FILLER CONTENT | 2300 | TEST
3 | DMPL-34 | THERMAL ANALYSIS-HIGH TEMPERATE STUDIES | 3100 | TEST
3 | DMPL-34 | THERMAL ANALYSIS-HIGH TEMPERATE STUDIES | 3750 | TEST
3 | DMPL-24 | THERMAL CONDUCTIVITY | 2750 | TEST
3 | DMPL-24 | THERMAL CONDUCTIVITY | 3300 | TEST
3 | THERMAL CONDUCTIVITY OF MATERIALS (SOLID/LIQUID/PASTE) @ ANY ONE TEMPERATURE | THERMAL CONDUCTIVITY OF MATERIALS (SOLID/LIQUID/PASTE) @ ANY ONE TEMPERATURE | 5000 | PER TEST
3 | I&P/18-19/DMD/TRF/02 | THERMAL CONDUCTIVITY OF MATERIALS (SOLID/LIQUID/PASTE) @ ANY ONE TEMPERATURE | 5000 | TEST
3 | THERMAL CONDUCTIVITY OF MATERIALS (SOLID/LIQUIT/PASTE)@ANY ONE TEMPERATURE- | THERMAL CONDUCTIVITY OF MATERIALS (SOLID/LIQUIT/PASTE)@ANY ONE TEMPERATURE- | 5000 | TEST
3 | DMPL-37 | THERMOMECHANICAL ANALYZER | 3850 | TEST
3 | DMPL-37 | THERMOMECHANICAL ANALYZER | 4650 | TEST
3 | DMLN D11c | TOTAL SULPHUR CONTENT (INHIBITED) | 10000 | TEST
3 | DMLN D11b | TOTAL SULPHUR CONTENT (TRACE INHIBITED) | 10000 | TEST
3 | DMLN D11a | TOTAL SULPHUR CONTENT (UNINHIBITED) | 10000 | TEST
3 | Tr.OIL TESTING INCLUDING DGA | Tr.OIL TESTING INCLUDING DGA | 26793 | TEST
3 | DMLU-25 | UV-VIS ABSORPTIVITY | 3700 | TEST
3 | DMLU 25 | UV-VIS ABSORPTIVITY | 4450 | TEST
3 | DMPL-22 | VICAT SOFTENING POINT | 1650 | TEST
3 | DMPL-22 | VICAT SOFTENING POINT | 2000 | TEST
3 | 1 | VISCOCITY OF RESIN,LIQUIDS,GREASES,JELLY | 1150 | TEST
3 | DMLN D2c | VISCOSITY AT -30 DEG C (INHIBITED) | 3000 | TEST
3 | DMLN D2b | VISCOSITY AT -30 DEG C (TRACE INHIBITED) | 3000 | TEST
3 | DMLN D2a | VISCOSITY AT -30 DEG C (UNINHIBITED) | 3000 | TEST
3 | DMLN-D1 | VISCOSITY AT 40 DEG C | 1100 | TEST
3 | DMLN D1c | VISCOSITY AT 40 DEG C ( INHIBITED) | 2000 | TEST
3 | DMLN D1b | VISCOSITY AT 40 DEG C ( TRACE INHIBITED) | 2000 | TEST
3 | DMLN D1a | VISCOSITY AT 40 DEG C (UNINHIBITED) | 2000 | TEST
3 | DMLU-8 | VISCOSITY INDEX | 3100 | TEST
3 | DMLN-E1 | VISCOSITY INDEX | 5500 | TEST
3 | DMLN E1 | VISCOSITY INDEX | 6600 | TEST
3 | DMLU 8 | VISCOSITY INDEX | 3750 | TEST
3 | DMPL-1 | VISCOSITY OF RESIN, LIQUIDS, GREASE, JELLY | 1300 | TEST
3 | DMPL-1 | VISCOSITY OF RESIN, LIQUIDS, GREASE, JELLY | 1600 | TEST
3 | DMPL-30 | WATER ABSORPTION | 1650 | TEST
3 | DMPL-30 | WATER ABSORPTION | 2000 | TEST
3 | DMLU-16 | WATER CONTENT | 1300 | TEST
3 | DMLN-A14 | WATER CONTENT | 1350 | TEST
3 | DMLN-B14 | WATER CONTENT | 1350 | TEST
3 | DMLN-C11 | WATER CONTENT | 1350 | TEST
3 | DMLN-D3 | WATER CONTENT | 1350 | TEST
3 | DMLS-A7 | WATER CONTENT | 1350 | TEST
3 | DMLS-B8 | WATER CONTENT | 1350 | TEST
3 | DMLN A14 | WATER CONTENT | 1650 | TEST
3 | DMLN B14 | WATER CONTENT | 1650 | TEST
3 | DMLN C11 | WATER CONTENT | 3000 | TEST
3 | DMLS A7 | WATER CONTENT | 1650 | TEST
3 | DMLS B8 | WATER CONTENT | 1650 | TEST
3 | DMLU 16 | WATER CONTENT | 1600 | TEST
3 | DMLU 16 | WATER CONTENT | 1815 | TEST
3 | DMLN D4a | WATER CONTENT (INHIBITED) | 3000 | TEST
3 | DMLN D4c | WATER CONTENT (INHIBITED) | 3000 | TEST
3 | DMLN D4b | WATER CONTENT (TRACE INHIBITED) | 3000 | TEST
3 | DMLU 12 | WATER SEPERABALITY | 2300 | TEST
3 | DMLU-12 | WATER SEPRATABILITY | 1900 | TEST
5 | EAIP-1 | 1ST NUMERAL (SOLID/DUST INGRESS) | 6050 | TEST
5 | EAIPEM-1 | 1ST NUMERAL (SOLID/DUST INGRESS) | 5950 | TEST
5 | EAIP-2 | 2ND NUMERAL (WATER iNGRESS) | 4750 | TEST
5 | EAIPEM 2 | 2ND NUMERAL (WATER iNGRESS) | 4650 | TEST
5 | 33kv 250 AMPS HV CABLE BOX.1.1KV 250AMPS LV CABLE BOX(IP TEST | IP TEST 55 (33KV 250AMPS HV CABLE BOX.1.1KV 250AMPS LV CABLE BOX | 463.56 | TEST
5 | EAIL-30 | ABNORMAL CONDITIONS | 2000 | TEST
5 | EAIL-30 | ABNORMAL CONDITIONS | 2400 | TEST
5 | EADE-12 | ABNORMAL OPERATION | 2500 | TEST
5 | EADE-12 | ABNORMAL OPERATION | 3000 | TEST
5 | EAIP-6 | ADDITIONAL CHARGE FOR EACH ADDITIONAL HOURS OF IMMERSION IN WATER PER HOUR PER SAMPLE | 400 | TEST
5 | EAIP 5H | ADDITIONAL CHARGE FOR EACH ADDITIONAL HRS OF IMMERSION IN WATER PER HR PER SAMPLE | 2500 | TEST
5 | EAIP-8 | ADDITIONAL CHARGE FOR EXTRA HV (UPTO 5 kV) MEASUREMENT PER TEST | 800 | TEST
5 | EAIP-7 | ADDITIONAL CHARGE FOR EXTRA IR MEASUREMENT PER TEST | 700 | TEST
5 | EARL-A7 | ADDITIONAL CHARGES FOR EACH ADDITIONAL 24 HOURS DURATION FOR PART THEREOF DEFROST CYCLE DURING TES | 18500 | TEST
5 | EADE-64 | AGEING ON PLUGS MADE OF RESILIENT MATERIAL(FOR PLUG & SOCKET OUTLET) | 3750 | TEST
5 | EADE-64 | AGEING ON PLUGS MADE OF RESILIENT MATERIAL(FOR PLUG & SOCKET OUTLET) | 4500 | TEST
5 | EAFN-11 | AIR DELIVERY TEST | 3300 | TEST
5 | EAFN-11 | AIR DELIVERY TEST | 4950 | TEST
5 | EABT-3 | AIR PRESSURE | 1400 | TEST
5 | EABT-3 | AIR PRESSURE | 1700 | TEST
5 | EABT-15 | AMPERE HOUR & WATT HOUR EFFICIENCY | 3300 | TEST
5 | EABT-15 | AMPERE HOUR & WATT HOUR EFFICIENCY | 4000 | TEST
5 | EAIL-20 | ANGULAR DISPLACEMENT | 1150 | TEST
5 | EAIL-20 | ANGULAR DISPLACEMENT | 1400 | TEST
5 | EARL 4 | AUTOMATIC ICE MAKING CAPACITY | 12350 | TEST
5 | EARL-A4 | AUTOMATIC ICE MAKING CAPACITY | 14850 | TEST
5 | EABT-2 | BATTERY CHARGING | 750 | TEST
5 | EABT-2 | BATTERY CHARGING | 900 | TEST
5 | BATTERY CHARGING -EABT2(1) | BATTERY CHARGING -EABT2(1) | 900 | TEST
5 | BATTERY CHARGING AND LIFE CYCLE TEST - EABT2(1) EABT4(1)21124(1)EABT11(1) | BATTERY CHARGING AND LIFE CYCLE TEST - EABT2(1) EABT4(1)21124(1)EABT11(1) | 114000 | TEST
5 | BILL TOWARDS SPONSORING OF ONE DAY WORKSHOP PROGRAMME OF 'INGRESSN PROTECTION TESTING' | BILL TOWARDS SPONSORING OF ONE DAY WORKSHOP PROGRAMME OF 'INGRESSN PROTECTION TESTING' | 2000 | PERSON
5 | EAIL-71 | BMI POWER QUALITY ANALYSIS FOR 1 HR. | 900 | TEST
5 | EAIL-71 | BMI POWER QUALITY ANALYSIS FOR 1 HR. | 1100 | TEST
5 | EADE-55 | BREAKING CAPACITY (FOR PLUG AND SOCKET OUTLET) | 1300 | TEST
5 | EADE-55 | BREAKING CAPACITY (FOR PLUG AND SOCKET OUTLET) | 1600 | TEST
5 | EAIL-14 | BURNING TEST | 1900 | TEST
5 | EAIL-14 | BURNING TEST | 2300 | TEST
5 | EAIL-12 | CAP DIMENSIONS | 700 | TEST
5 | EAIL-12 | CAP DIMENSIONS | 850 | TEST
5 | EABT-4 | CAPACITY | 2650 | TEST
5 | EABT-4 | CAPACITY | 3200 | TEST
5 | EADE-43 | CAPACITY (FOR STORAGE TYPE WATER HEATER) | 900 | TEST
5 | EADE-43 | CAPACITY (FOR STORAGE TYPE WATER HEATER) | 1100 | TEST
5 | CAPACITY TEST (VOLTAGE RANGE: 40-450V) CAPACITY TEST FOR BATTERY TANK (FOR ALL STANDARDS) | CAPACITY TEST (VOLTAGE RANGE: 40-450V) CAPACITY TEST FOR BATTERY TANK (FOR ALL STANDARDS) | 33610 | PER TEST
5 | CAPACITY TEST (VOLTAGE RANGE: 40-450V) -CAPACITY TEST FOR BATTERY BANK (FOR ALL STANDARDS) | CAPACITY TEST (VOLTAGE RANGE: 40-450V) -CAPACITY TEST FOR BATTERY BANK (FOR ALL STANDARDS) | 33515 | PER SAMPLE
5 | CAPACITY TEST EABT4(1) | CAPACITY TEST EABT4(1) | 3200 | TEST
5 | CAPACITY TEST(VOLTAGE RANGE: 40-450V) CAPACITY TEST FOR BATTERY TANK (FOR ALL STANDARDS) | CAPACITY TEST(VOLTAGE RANGE: 40-450V) CAPACITY TEST FOR BATTERY TANK (FOR ALL STANDARDS) | 33610 | PER TEST
5 | EAIP-9 | CHARGE FOR HV ( 5 kV to 50 kV) MEASUREMENT PER TEST | 3500 | TEST
5 | EAIP-9A | CHARGE FOR HV ( ABOVE 50 kV) MEASUREMENT PER TEST | 6100 | TEST
5 | 1.15 (ii) | CHARGERS FOR ADDITIONAL/DUPLICATE TEST REPORTS - SECOND COPY | 1000 | TEST
5 | 1.15 (iii) | CHARGES FOR ADDITIONAL/DUPLICATE TEST REPORT - SECOND COPY | 1450 | TEST
5 | 1.15 (i) | CHARGES FOR ADDITIONAL/DUPLICATE TEST REPORTS - FIRST COPY | 500 | TEST
5 | 1.15 (ii) | CHARGES FOR ADDITIONAL/DUPLICATE TEST REPORTS - FIRST COPY | 950 | TEST
5 | 1.15 (iii) | CHARGES FOR ADDITIONAL/DUPLICATE TEST REPORTS - FIRST COPY | 1350 | TEST
5 | 1.15 (iv) | CHARGES FOR ADDITIONAL/DUPLICATE TEST REPORTS - FIRST COPY | 1850 | TEST
5 | 1.15 (v) | CHARGES FOR ADDITIONAL/DUPLICATE TEST REPORTS - FIRST COPY | 3400 | TEST
5 | 1.15 (i) | CHARGES FOR ADDITIONAL/DUPLICATE TEST REPORTS - SECOND COPY | 550 | TEST
5 | 1.15 (iv) | CHARGES FOR ADDITIONAL/DUPLICATE TEST REPORTS - SECOND COPY | 2000 | TEST
5 | 1.15 (v) | CHARGES FOR ADDITIONAL/DUPLICATE TEST REPORTS - SECOND COPY | 3550 | TEST
5 | 1.15 (vi) | CHARGES FOR SEALED CERTIFICATES PER COPY - FIRST COPY | 2600 | TEST
5 | 1.15 (vi) | CHARGES FOR SEALED CERTIFICATES PER COPY - SECOND COPY | 2750 | TEST
5 | EADE-50 | CHECKING OF DIMENSIONS (FOR PLUG AND SOCKET OUTLET) | 900 | TEST
5 | EADE-50 | CHECKING OF DIMENSIONS (FOR PLUG AND SOCKET OUTLET) | 1100 | TEST
5 | EAFL-5 | CHEMICAL ANALYSIS (FROM MTD TARIFF) | 950 | TEST
5 | EAFL-5 | CHEMICAL ANALYSIS (FROM MTD TARIFF) | 1150 | TEST
5 | EAIL-38 | CIRCUIT POWER FACTOR | 1150 | TEST
5 | EAIL-38 | CIRCUIT POWER FACTOR | 1400 | TEST
5 | EADE-17 | COMPONENTS | 700 | TEST
5 | EADE-17 | COMPONENTS | 850 | TEST
5 | EADE-42 | COMPONENTS (FOR STORAGE TYPE WATER HEATER) | 2500 | TEST
5 | EADE-42 | COMPONENTS (FOR STORAGE TYPE WATER HEATER) | 3000 | TEST
5 | EADE-81 | COMPRESSION TEST | 2650 | TEST
5 | EADE-81 | COMPRESSION TEST | 3200 | TEST
5 | EAFN-19 | CONDITIONING | 1400 | TEST
5 | EAFN-19 | CONDITIONING | 2800 | TEST
5 | EADE-15 | CONSTRUCTION | 2250 | TEST
5 | EADE-80 | CONSTRUCTION | 450 | TEST
5 | EADE-15 | CONSTRUCTION | 2700 | TEST
5 | EADE-80 | CONSTRUCTION | 550 | TEST
5 | EADE-62 | CONSTRUCTION OF FIXED SOCKET OUTLETS(FOR PLUG & SOCKET OUTLET) | 700 | TEST
5 | EADE-62 | CONSTRUCTION OF FIXED SOCKET OUTLETS(FOR PLUG & SOCKET OUTLET) | 850 | TEST
5 | 1.16 (3) | CONSULTANCY-ADDITIONAL DIRECTOR / ENGG. OFFICER GR. 6 | 11850 | TEST
5 | 1.16 (2) | CONSULTANCY-DIRECTOR | 12500 | TEST
5 | 1.16 (1) | CONSULTANCY-DIRECTOR GENERAL | 13200 | TEST
5 | 1.16 (4) | CONSULTANCY-JOINT DIRECTOR / ENGG. OFFICER GR.5 | 11100 | TEST
5 | 1.16 (7) | CONSULTANCY-SCIENTIFIC/ENGINEERING OFFICER GR. 2 | 7000 | DAY
5 | 1.16 (6) | CONSULTANCY-SCIENTIFIC/ENGINEERING OFFICER GR. 3 | 8350 | DAY
5 | 1.16 (5) | CONSULTANCY-SCIENTIFIC/ENGINEERING OFFICER GR. 4 | 9100 | DAY
5 | EARL-C1 | COOLING CAPACIT RATING TEST FOR ONE SET OF TEST CONDITIONS | 47500 | TEST
5 | EARL 14.10 | COOLING CAPACITY RATING TEST FOR ADDITIONAL TEST | 21700 | TEST
5 | EARL 14 | COOLING CAPACITY RATING TEST FOR ONE SET OF TEST CONDITIONS | 69500 | TEST
5 | EADE-60 | CORD GRIP (FOR PLUG & SOCKET OUTLET) | 700 | TEST
5 | EADE-60 | CORD GRIP (FOR PLUG & SOCKET OUTLET) | 850 | TEST
5 | EADE-76 | CORD GRIP (FOR SWITCHES) | 700 | TEST
5 | EADE-76 | CORD GRIP (FOR SWITCHES) | 850 | TEST
5 | EAFN-3 | CORD GRIP TEST | 750 | TEST
5 | EAFN-3 | CORD GRIP TEST | 900 | TEST
5 | EADE-22 | CREEPAGE DISTANCE AND CLEARANCE | 700 | TEST
5 | EADE-75 | CREEPAGE DISTANCE AND CLEARANCE | 550 | TEST
5 | EAIL-25 | CREEPAGE DISTANCE AND CLEARANCE | 900 | TEST
5 | EADE-22 | CREEPAGE DISTANCE AND CLEARANCE | 850 | TEST
5 | EADE-75 | CREEPAGE DISTANCE AND CLEARANCE | 700 | TEST
5 | EAIL-25 | CREEPAGE DISTANCE AND CLEARANCE | 1100 | TEST
5 | EAFN-14 | CREEPAGE DISTANCE CLEARANCE | 400 | TEST
5 | EAFN-14 | CREEPAGE DISTANCE CLEARANCE | 500 | TEST
5 | EAIL-32 | CURRENT CARRYING PARTS AND CONNECTIONS | 800 | TEST
5 | EAIL-32 | CURRENT CARRYING PARTS AND CONNECTIONS | 1000 | TEST
5 | CYCLIC ENDURANCE IN PHOTOVOLTAIC APPLICATION (EXTREME CONDITIONS) - IS:16270-2014 | CYCLIC ENDURANCE IN PHOTOVOLTAIC APPLICATION (EXTREME CONDITIONS) - IS:16270-2014 | 80600 | PER SAMPLE
5 | CYCLIC ENDURANCE IN PHOTOVOLTAIC APPLICATION (EXTREME CONDITIONS) IS: 16270-2014 | CYCLIC ENDURANCE IN PHOTOVOLTAIC APPLICATION (EXTREME CONDITIONS) IS: 16270-2014 | 80600 | PER TEST
5 | CYCLIC ENDURANCE IN PHOTOVOLTAIC APPLICATION (EXTREME CONDITIONS) IS:16270-2014 | CYCLIC ENDURANCE IN PHOTOVOLTAIC APPLICATION (EXTREME CONDITIONS) IS:16270-2014 | 80600 | PER TEST
5 | EARL-B6 | DEFROST TEST | 36000 | TEST
5 | EARL 12 | DEFROST TEST (As per IS 15750/ IS 1476 Standards) | 30000 | TEST
5 | EAFN-17 | DESIGN AND CONSTRUCTION | 2000 | TEST
5 | EAFN-17 | DESIGN AND CONSTRUCTION | 2400 | TEST
5 | EAFL-1 | DETERMINATION OF EXPLOSION PRESSURE TEST | 2250 | TEST
5 | EAFL-1 | DETERMINATION OF EXPLOSION PRESSURE TEST | 2700 | TEST
5 | EADE-48 | DEVIATION OF DIAL CALIBRATION (FOR STORAGE TYPE WATER HEATER) | 1000 | TEST
5 | EADE-48 | DEVIATION OF DIAL CALIBRATION (FOR STORAGE TYPE WATER HEATER) | 1200 | TEST
5 | EARM-54 | DIIMENSIONS-UP TO 45 KW | 550 | TEST
5 | EADE-79 | DIMENSION | 900 | TEST
5 | EADE-79 | DIMENSION | 1100 | TEST
5 | EAIL-19 | DIMENSION OF LAMP CAPS | 1650 | TEST
5 | EAIL-19 | DIMENSION OF LAMP CAPS | 2000 | TEST
5 | EAFL-4 | DIMENSIONAL VERIFICATION | 1650 | TEST
5 | EAFL-4 | DIMENSIONAL VERIFICATION | 2000 | TEST
5 | EAIL-22 | DIMENSIONS | 1150 | TEST
5 | EAIL-22 | DIMENSIONS | 1400 | TEST
5 | EARM-47 | DIMENSIONS | 700 | TEST
5 | EAIP-3 | DIMENSIONS VERIFICATIONS | 900 | TEST
5 | EARM-11 | DIMENSIONS-UO TO 3.7 KW | 550 | TEST
5 | EARM-11 | DIMENSIONS-UO TO 3.7 KW | 700 | TEST
5 | EARM-47 | DIMENSIONS-UP TO 22 KW | 550 | TEST
5 | EARM-23 | DIMENSIONS-UP TO 7.5 KW | 550 | TEST
5 | EARM-23 | DIMENSIONS-UP TO 7.5 KW | 700 | TEST
5 | EARM-35 | DIMENSIONS-UPTO 15 KW | 550 | TEST
5 | EARM-35 | DIMENSIONS-UPTO 15 KW | 700 | TEST
5 | EARM-54 | DIMENSIONS-UPTO 45 kW | 700 | TEST
5 | DIRECT COOL REFRIGERATORS - ENERGY CONSUMPTION, VOL.MEASUREMENT, PULL DOWN TEST | DIRECT COOL REFRIGERATORS - ENERGY CONSUMPTION, VOL.MEASUREMENT, PULL DOWN TEST | 46000 | PER TEST
5 | EAFN-7 | EARTHING CONTINUITY | 500 | TEST
5 | EAFN-7 | EARTHING CONTINUITY | 600 | TEST
5 | EADE-52 | EFFECTIVENESS OF CONTACT (FOR PLUG AND SOCKET OUTLET) | 1000 | TEST
5 | EADE-52 | EFFECTIVENESS OF CONTACT (FOR PLUG AND SOCKET OUTLET) | 1200 | TEST
5 | EAIL-29 | ELECTRIC STRENGTH | 900 | TEST
5 | EAIL-29 | ELECTRIC STRENGTH | 1100 | TEST
5 | EADE-70 | ELECTRIC STRENGTH (FOR SWAITCHES) | 700 | TEST
5 | EADE-70 | ELECTRIC STRENGTH (FOR SWAITCHES) | 850 | TEST
5 | EADE-11 | ELECTRIC STRENTH | 700 | TEST
5 | EADE-11 | ELECTRIC STRENTH | 850 | TEST
5 | EADE-83 | ELECTRICAL CHARACTERISTICS | 3250 | TEST
5 | EADE-83 | ELECTRICAL CHARACTERISTICS | 3900 | TEST
5 | EADE-8 | ELECTRICAL INSULATION AND LEAKAGE CURRENT AT OPERATING TEMPERATURE | 1450 | TEST
5 | EADE-8 | ELECTRICAL INSULATION AND LEAKAGE CURRENT AT OPERATING TEMPERATURE | 1750 | TEST
5 | EAIL-44 | ENDURANCE | 9250 | TEST
5 | EAIL-44 | ENDURANCE | 11100 | TEST
5 | EADE-29 | ENDURANCE (FOR ELECTRIC IRON) | 4350 | TEST
5 | EADE-29 | ENDURANCE (FOR ELECTRIC IRON) | 5250 | TEST
5 | EADE-63 | ENDURANCE (FOR SHUTTERS FITTED IN SOCKET OUTLET) | 3100 | TEST
5 | EADE-63 | ENDURANCE (FOR SHUTTERS FITTED IN SOCKET OUTLET) | 3750 | TEST
5 | EADE-72 | ENDURANCE (FOR SWITCHES) | 3850 | TEST
5 | EADE-72 | ENDURANCE (FOR SWITCHES) | 4650 | TEST
5 | EADE-28 | ENDURANCE FOR HEATING APPLIANCES PER KW | 2750 | TEST
5 | EADE-28 | ENDURANCE FOR HEATING APPLIANCES PER KW | 3300 | TEST
5 | ENDURANCE IN CYCLES - IEC 60623:2017 | ENDURANCE IN CYCLES - IEC 60623:2017 | 104400 | PER TEST
5 | ENDURANCE IN CYCLES : IEC 60623: 2017 | ENDURANCE IN CYCLES : IEC 60623: 2017 | 104400 | PER TEST
5 | ENDURANCE IN CYCLES-IEC 60623:2017 | ENDURANCE IN CYCLES-IEC 60623:2017 | 104400 | PER SAMPLE
5 | ENDURANCE LIFE CYCLE TEST - IS: 15549-2005 | ENDURANCE LIFE CYCLE TEST - IS: 15549-2005 | 87000 | PER SAMPLE
5 | ENDURANCE LIFE CYCLE TEST - IS: 15549-2005 | ENDURANCE LIFE CYCLE TEST - IS: 15549-2005 | 87000 | PER TEST
5 | ENDURANCE LIFE CYCLE TEST : IS : 15549-2005 | ENDURANCE LIFE CYCLE TEST : IS : 15549-2005 | 87000 | PER TEST
5 | ENDURANCE TEST - IS: 13369-1192 | ENDURANCE TEST - IS: 13369-1192 | 85150 | PER SAMPLE
5 | ENDURANCE TEST -IS 13369-1992 | ENDURANCE TEST -IS 13369-1992 | 85150 | PER TEST
5 | ENDURANCE TEST : IS: 1652-2013 | ENDURANCE TEST : IS: 1652-2013 | 85150 | PER SAMPLE
5 | ENDURANCE TEST (DIFFERENT TYPES OF BATTER - TBS-IS:1651-2013 | ENDURANCE TEST (DIFFERENT TYPES OF BATTER - TBS-IS:1651-2013 | 117900 | PER SAMPLE
5 | ENDURANCE TEST (DIFFERENT TYPES OF BATTERY HDP IS:1651-2013 | ENDURANCE TEST (DIFFERENT TYPES OF BATTERY HDP IS:1651-2013 | 85150 | PER SAMPLE
5 | ENDURANCE TEST (DIFFERENT TYPES OF BATTERY, NDP, HDP & TBS IS: 1651-2013 | ENDURANCE TEST (DIFFERENT TYPES OF BATTERY, NDP, HDP & TBS IS: 1651-2013 | 117900 | PER TEST
5 | ENDURANCE TEST (DIFFERENT TYPES OF BATTERY, NDP, HDP & TBS) IS: 1651-2013 | ENDURANCE TEST (DIFFERENT TYPES OF BATTERY, NDP, HDP & TBS) IS: 1651-2013 | 72050 | PER TEST
5 | ENDURANCE TEST (DIFFERENT TYPES OF BATTERY, NDP, HDP & TBS) IS: 1651-2013 | ENDURANCE TEST (DIFFERENT TYPES OF BATTERY, NDP, HDP & TBS) IS: 1651-2013 | 85150 | PER TEST
5 | ENDURANCE TEST (DIFFERENT TYPES OF BATTERY,HDP,HDP & TBS) IS:1651-2013 NDP | ENDURANCE TEST (DIFFERENT TYPES OF BATTERY,HDP,HDP & TBS) IS:1651-2013 NDP | 72050 | PER TEST
5 | ENDURANCE TEST (DIFFERENT TYPES OF BATTERY,NDP,HDP & TBS) IS: 1651-2013 - TBS | ENDURANCE TEST (DIFFERENT TYPES OF BATTERY,NDP,HDP & TBS) IS: 1651-2013 - TBS | 117900 | PER TEST
5 | ENDURANCE TEST (DIFFERENT TYPES OF BATTERY,NDP,HDP & TBS)-IS: 1651-2013 - HDP | ENDURANCE TEST (DIFFERENT TYPES OF BATTERY,NDP,HDP & TBS)-IS: 1651-2013 - HDP | 85150 | PER TEST
5 | ENDURANCE TEST IS: 1652-2013 | ENDURANCE TEST IS: 1652-2013 | 85150 | PER TEST
5 | ENDURANCE TEST IS: 1652-2013 IS: 1652-2013 | ENDURANCE TEST IS: 1652-2013 IS: 1652-2013 | 85150 | PER TEST
5 | ENDURANCE TEST:IS 13369-1992 | ENDURANCE TEST:IS 13369-1992 | 85150 | PER TEST
5 | EAIPEM 1 | ENERGY METERS - 1ST NUMERAL (SOLID/DUST INGRESS) | 4950 | TEST
5 | EAIPEM 2 | ENERGY METERS - 2ND NUMERAL (WATER INGRESS) | 3850 | TEST
5 | EAIPEM 4 | ENERGY METERS - HV TEST (UPTO 5 KV) | 450 | TEST
5 | EAIPEM 4 | ENERGY METERS - HV TEST (UPTO 5 KV) | 550 | TEST
5 | EAIPEM 3 | ENERGY METERS - IR TEST | 400 | TEST
5 | EREENDURANCE TEST (DIFFERENT TYPES OF BATTERY, NDP-IS:1651-2013 | EREENDURANCE TEST (DIFFERENT TYPES OF BATTERY, NDP-IS:1651-2013 | 72050 | PER SAMPLE
5 | EXHAUST FAN | WITNESSING OF TYPE TESTS ON EXHAUST FAN AS PER CUSTOMER REQUIREMENT BY.DR.KULDEEP RANA (SO-III) | 50000 | TEST
5 | EAFN-4 | FAN SPEED & INPUT | 1400 | TEST
5 | EAFN-4 | FAN SPEED & INPUT | 1700 | TEST
5 | EAIL-31 | FAULT CONDITIONS | 3750 | TEST
5 | EAIL-31 | FAULT CONDITIONS | 4500 | TEST
5 | EAFL-3 | FLAME PROOF TEST | 2250 | TEST
5 | EAFL-3 | FLAME PROOF TEST | 2700 | TEST
5 | EAFN-2 | FLASH OVER TEST/HIGH VOLTAGE TEST | 1400 | TEST
5 | EAFN-2 | FLASH OVER TEST/HIGH VOLTAGE TEST | 2000 | TEST
5 | EAFL-6 | FRICTIONAL INCENDIVITY | 2250 | TEST
5 | EAFL-6 | FRICTIONAL INCENDIVITY | 2700 | TEST
5 | FROST FREE/DIRECT COOL REFRIGERATORS | ENERGY CONSUMPTION, VOLUME MEASUREMENT TEST, PULL DOWN TEST, OPERATING TEMPERATURE PERFORMANCE TEST | 46000 | PER TEST
5 | EARM-41 | FULL LOAD TEST | 2300 | TEST
5 | EARM-29 | FULL LOAD TEST-UP TO 15 KW | 1600 | TEST
5 | EARM-29 | FULL LOAD TEST-UP TO 15 KW | 1950 | TEST
5 | EARM-41 | FULL LOAD TEST-UP TO 22 KW | 1900 | TEST
5 | EARM-5 | FULL LOAD TEST-UP TO 3.7 KW | 850 | TEST
5 | EARM-5 | FULL LOAD TEST-UP TO 3.7 KW | 1050 | TEST
5 | EARM-17 | FULL LOAD TEST-UP TO 7.5 KW | 1150 | TEST
5 | EARM-17 | FULL LOAD TEST-UP TO 7.5 KW | 1400 | TEST
5 | EAIL-67 | FUNCTION INTEGRITY TEST ON AVIATION BULBS | 700 | TEST
5 | EAIL-67 | FUNCTION INTEGRITY TEST ON AVIATION BULBS | 850 | TEST
5 | EAIP 7 | FUNCTIONAL TEST/NO LOAD TEST, APPLICABLE AS PART OF IP TEST | 5000 | SAMPLE
5 | EAIL-35 | GENERAL REQUIREMENTS | 2000 | TEST
5 | EAIL-35 | GENERAL REQUIREMENTS | 2400 | TEST
5 | EAIL-10 | GLASS SHELL | 700 | TEST
5 | EAIL-10 | GLASS SHELL | 850 | TEST
5 | EAIL-18 | GLASS TUBING | 800 | TEST
5 | EAIL-18 | GLASS TUBING | 1000 | TEST
5 | EADE-84 | GROSS VOLUME OF REFRIGERATOR (PER 100 LITRES) | 2650 | TEST
5 | EADE-84 | GROSS VOLUME OF REFRIGERATOR (PER 100 LITRES) | 3200 | TEST
5 | EABT-7 | H R D AT LOW TEMPERATURE | 2000 | TEST
5 | EABT-7 | H R D AT LOW TEMPERATURE | 2400 | TEST
5 | EABT-5 | H R D AT NORMAL TEMPERATURE | 2000 | TEST
5 | EABT-5 | H R D AT NORMAL TEMPERATURE | 2400 | TEST
5 | EADE-35 | HEATING UP TIME FOR STEAMING OPERATION (FOR STEAM IRON) | 1300 | TEST
5 | EADE-35 | HEATING UP TIME FOR STEAMING OPERATION (FOR STEAM IRON) | 1600 | TEST
5 | EADE-47 | HEATING UPFROM COLD (FOR STORAGE TYPE WATER HEATER | 1650 | TEST
5 | EADE-47 | HEATING UPFROM COLD (FOR STORAGE TYPE WATER HEATER | 2000 | TEST
5 | EARL-B8 | HIGH AMBIENT TEMPERATURE TEST | 24600 | TEST
5 | EARL 14 | HIGH AMBIENT TEMPERATURE TEST (As per IS 15750 / IS 1476 Standards) | 20480 | TEST
5 | EADE-54 | HIGH VOLTAGE (FOR PLUG AND SOCKET OUTLET) | 900 | TEST
5 | EADE-54 | HIGH VOLTAGE (FOR PLUG AND SOCKET OUTLET) | 1100 | TEST
5 | EARM-46 | HIGH VOLTAGE TEST | 600 | TEST
5 | EARM-34 | HIGH VOLTAGE TEST - UPTO 15 KW | 500 | TEST
5 | EARM-34 | HIGH VOLTAGE TEST - UPTO 15 KW | 600 | TEST
5 | EARM-53 | HIGH VOLTAGE TEST -UP TO 45 KW | 500 | TEST
5 | EARM-46 | HIGH VOLTAGE TEST-UP TO 22 KW | 500 | TEST
5 | EARM-10 | HIGH VOLTAGE TEST-UP TO 3.7 KW | 500 | TEST
5 | EARM-10 | HIGH VOLTAGE TEST-UP TO 3.7 KW | 600 | TEST
5 | EARM-22 | HIGH VOLTAGE TEST-UP TO 7.5 KW | 500 | TEST
5 | EARM-22 | HIGH VOLTAGE TEST-UP TO 7.5 KW | 600 | TEST
5 | EARM-53 | HIGH VOLTAGE TEST-UPTO 45 kW | 600 | TEST
5 | EADE-45 | HOT WATER OUTPUT (FOR STORAGE TYPE WATER HEATER) | 1750 | TEST
5 | EADE-45 | HOT WATER OUTPUT (FOR STORAGE TYPE WATER HEATER) | 2100 | TEST
5 | EAIP-5 | HV TEST (UPTO 5 KV) | 650 | TEST
5 | EARL-B2 | ICE MAKING TEST | 24600 | TEST
5 | EARL 8 | ICE MAKING TEST (As per IS 15750 / IS 1476 Standards) | 20480 | TEST
5 | EAIP-7 | IF WATER IS FOR MORE THAN 8 HOURS THEN PER ADDITIONAL HOUR COST | 300 | TEST
5 | EADE-82 | IMPACT TEST | 10250 | TEST
5 | EADE-82 | IMPACT TEST | 12300 | TEST
5 | EADE-3 | INPUT AND CURRENT | 700 | TEST
5 | EADE-3 | INPUT AND CURRENT | 850 | TEST
5 | EADE-10 | INSULATION RESISTANCE | 700 | TEST
5 | EADE-69 | INSULATION RESISTANCE | 700 | TEST
5 | EAIL-4 | INSULATION RESISTANCE | 1750 | TEST
5 | EADE-10 | INSULATION RESISTANCE | 850 | TEST
5 | EADE-69 | INSULATION RESISTANCE | 850 | TEST
5 | EAIL-4 | INSULATION RESISTANCE | 2100 | TEST
5 | EADE-53 | INSULATION RESISTANCE DRY (FOR PLUG AND SOCKET OUTLET) | 900 | TEST
5 | EADE-53 | INSULATION RESISTANCE DRY (FOR PLUG AND SOCKET OUTLET) | 1100 | TEST
5 | EAFN-8 | INSULATION RESISTANCE TEST | 750 | TEST
5 | EAFN-8 | INSULATION RESISTANCE TEST | 900 | TEST
5 | EARM-45 | INSULATION RESISTANCE TEST | 550 | TEST
5 | EARM-9 | INSULATION RESISTANCE TEST-UP TO 3.7 KW | 450 | TEST
5 | EARM-9 | INSULATION RESISTANCE TEST-UP TO 3.7 KW | 550 | TEST
5 | EARM-52 | INSULATION RESISTANCE TEST-UP TO 45 KW | 450 | TEST
5 | EARM-21 | INSULATION RESISTANCE TEST-UP TO 7.5 KW | 450 | TEST
5 | EARM-21 | INSULATION RESISTANCE TEST-UP TO 7.5 KW | 550 | TEST
5 | EARM-33 | INSULATION RESISTANCE TEST-UPTO 15 KW | 450 | TEST
5 | EARM-33 | INSULATION RESISTANCE TEST-UPTO 15 KW | 550 | TEST
5 | EARM-45 | INSULATION RESISTANCE TEST-UPTO 22 KW | 450 | TEST
5 | EARM-52 | INSULATION RESISTANCE TEST-UPTO 45 kW | 550 | TEST
5 | EADE-51 | INTERCHANGEABILITY (FOR PLUG AND SOCKET OUTLET) | 700 | TEST
5 | EADE-51 | INTERCHANGEABILITY (FOR PLUG AND SOCKET OUTLET) | 850 | TEST
5 | EAIL-70 | INTERFERENCE SIMULATION FOR 1 HR. | 800 | TEST
5 | EAIL-70 | INTERFERENCE SIMULATION FOR 1 HR. | 1000 | TEST
5 | INTERNAL RESISTANCE EABT5(2) | INTERNAL RESISTANCE EABT5(2) | 4800 | TEST
5 | EADE-16 | INTERNAL WIRING | 700 | TEST
5 | EADE-16 | INTERNAL WIRING | 850 | TEST
5 | EAIP-4 | IP 11 - 48 TEST INCL. WATER IMMERSION UPTO 4 HRS & ASSOCIATED TEST(UPTO 5 kV | 14950 | TEST
5 | EAIP-4B | IP 11 - 48 TEST INCL.WATER IMMERSION UPTO 4 HRS & ASSOCIATED TESTS(1.1 - 3.00 CU.M) | 15750 | TEST
5 | EAIP-4D | IP 11 - 48 TESTS INCL. WATER IMMERSION UPTO 4 HRS. & ASSOCIATED TESTS(ABOVE 5.00 CU.M) | 16550 | TEST
5 | EAIP-4A | IP 11- 48 TEST INCL.WATER IMMERSION UPTO 4 HRS & ASSOCIATED TESTS (0.51 - 1.00 CU.M) | 15350 | TEST
5 | EAIP-4C | IP 11-48 TEST INCL. WATER IMMERSION UPTO 4 HRS & ASSOCIATED TESTS(3.0 - 5.00 CU.M) | 16150 | TEST
5 | EAIP-5 | IP 51 to IP 68 TEST INCL.WATER IMMERSION UP TO 4 HRS & ASSOCIATED TEST(UPTO 0.5 CU.M.) | 16850 | TEST
5 | EAIP-5D | IP 51-68 TEST INCL. WATER IMMERSION UPTO 4 HRS & ASSOCIATED TESTS (ABOVE 5.00 CU.M) | 19900 | TEST
5 | EAIP-5B | IP 51-68 TEST INCL. WATER IMMERSION UPTO 4 HRS & ASSOCIATED TESTS(1.1 - 3.00 CU.M) | 18400 | TEST
5 | EAIP-5C | IP 51-68 TEST INCL. WATER IMMERSION UPTO 4 HRS & ASSOCIATED TESTS(3.0 - 5.00 CU.M) | 19150 | TEST
5 | EAIP-5A | IP 51-68 TESTS INCL.WATER IMMERSION UPTO 4 HRS.& ASSOCIATED TEST .(0.51 - 1.00 CU.M) | 17600 | TEST
5 | IP 55 | IP 55 | 463.76 | TEST
5 | IP65 & IP 54 | IP65 & IP 54 | 786 | TEST
5 | EAIP-4 | IR TEST | 550 | TEST
5 | EAIPEM 3 | IR TEST | 500 | TEST
5 | EAIL-7 | LAMP CAP TEMPERATURE RISE | 1550 | TEST
5 | EAIL-7 | LAMP CAP TEMPERATURE RISE | 1900 | TEST
5 | EAIL-2 | LAMP DIMENSION | 1150 | TEST
5 | EAIL-2 | LAMP DIMENSION | 1400 | TEST
5 | EADE-39 | LEAKAGE AND HYDROSTATIC STRENGTH (FOR IMMERSION OF OIL HEATING ELEMENTS) | 1300 | TEST
5 | EADE-39 | LEAKAGE AND HYDROSTATIC STRENGTH (FOR IMMERSION OF OIL HEATING ELEMENTS) | 1600 | TEST
5 | EAFN-10 | LEAKAGE CURRENT TEST | 850 | TEST
5 | EAFN-10 | LEAKAGE CURRENT TEST | 1050 | TEST
5 | EAIL-8 | LIFE PERFORMANCE (ACCELERATED AGEING) | 10750 | TEST
5 | EAIL-8 | LIFE PERFORMANCE (ACCELERATED AGEING) | 12900 | TEST
5 | EAIL-9 | LIFE PERFORMANCE (NORMAL AGEING) | 32450 | TEST
5 | EAIL-9 | LIFE PERFORMANCE (NORMAL AGEING) | 38950 | TEST
5 | EAIL-17 | LIFE TEST | 35600 | TEST
5 | EAIL-17 | LIFE TEST | 42750 | TEST
5 | EABT-9 | LIFE TEST (FOR ONE UNIT) | 2100 | TEST
5 | EABT-9 | LIFE TEST (FOR ONE UNIT) | 2550 | TEST
5 | EAIL-51 | LIMITATION OF BALLAST HEATING | 5050 | TEST
5 | EAIL-51 | LIMITATION OF BALLAST HEATING | 6100 | TEST
5 | EARM-28 | LOCKED ROTOR TEST-UP TO 15 KW | 1300 | TEST
5 | EARM-28 | LOCKED ROTOR TEST-UP TO 15 KW | 1600 | TEST
5 | EARM-40 | LOCKED ROTOR TEST-UP TO 22 KW | 1650 | TEST
5 | EARM-40 | LOCKED ROTOR TEST-UP TO 22 KW | 2000 | TEST
5 | EARM-4 | LOCKED ROTOR TEST-UP TO 3.7 KW | 700 | TEST
5 | EARM-4 | LOCKED ROTOR TEST-UP TO 3.7 KW | 850 | TEST
5 | EARM-16 | LOCKED ROTOR TEST-UP TO 7.5 KW | 950 | TEST
5 | EARM-16 | LOCKED ROTOR TEST-UP TO 7.5 KW | 1150 | TEST
5 | EABT-13 | LOSS OF CAPACITY ON STORAGE | 2600 | TEST
5 | EABT-13 | LOSS OF CAPACITY ON STORAGE | 3150 | TEST
5 | EARL-B7 | LOW AMBIENT TEMPERATURE TEST | 24600 | TEST
5 | EARL 13 | LOW AMBIENT TEMPERATURE TEST (As per IS 15750 / IS 1476 Standards) | 20480 | TEST
5 | EARL-B3 | LOW VOLTAGE STABILITY AND RUNNING TEST | 24600 | TEST
5 | EARL 9 | LOW VOLTAGE STABILITY AND RUNNING TEST (As per IS 15750/IS 1476 Standards) | 20480 | TEST
5 | EAIL-6 | LUMEN OUTPUT MEASUREMENT (INITIAL AND AT 750 HRS. OF OPERATION) | 3100 | TEST
5 | EAIL-6 | LUMEN OUTPUT MEASUREMENT (INITIAL AND AT 750 HRS. OF OPERATION) | 3750 | TEST
5 | EAIL-42 | MAGNETIC SCREENING | 700 | TEST
5 | EAIL-42 | MAGNETIC SCREENING | 850 | TEST
5 | EAIL-64 | MAIN TRANSIENT OVER VOLTAGE TEST (IMPULSE VOLTAGE TEST) | 2500 | TEST
5 | EAIL-64 | MAIN TRANSIENT OVER VOLTAGE TEST (IMPULSE VOLTAGE TEST) | 3000 | TEST
5 | EADE-71 | MAKING & BREAKING CAPACITY (FOR SWITCHES) | 1300 | TEST
5 | EADE-71 | MAKING & BREAKING CAPACITY (FOR SWITCHES) | 1600 | TEST
5 | EADE-78 | MARKING | 450 | TEST
5 | EAIL-1 | MARKING | 700 | TEST
5 | EADE-78 | MARKING | 550 | TEST
5 | EAIL-1 | MARKING | 850 | TEST
5 | EADE-66 | MARKING VISUAL EXAMINATION (FOR SWITCHES) | 450 | TEST
5 | EADE-66 | MARKING VISUAL EXAMINATION (FOR SWITCHES) | 550 | TEST
5 | EADE-77 | MAXIMUM PULL (FOR SWITCHES) | 1150 | TEST
5 | EADE-77 | MAXIMUM PULL (FOR SWITCHES) | 1400 | TEST
5 | EAIL-40 | MAXIMUM CURRENT IN ANY LEAD TO A CATHODE | 1450 | TEST
5 | EAIL-40 | MAXIMUM CURRENT IN ANY LEAD TO A CATHODE | 1750 | TEST
5 | EARM-25 | MEAQSUREMENT OF STATOR RESISTANCE-UP TO 15 KW | 500 | TEST
5 | EARM-25 | MEAQSUREMENT OF STATOR RESISTANCE-UP TO 15 KW | 600 | TEST
5 | EADE-33 | MEASUREMENT OF CYCLIC FLUCTUATION OF TEMPERATURE OF THE HOTTEST POINT (FOR ELECTRIC IRON) | 2000 | TEST
5 | EADE-33 | MEASUREMENT OF CYCLIC FLUCTUATION OF TEMPERATURE OF THE HOTTEST POINT (FOR ELECTRIC IRON) | 2400 | TEST
5 | EADE-30 | MEASUREMENT OF HEATING UP TIME (FOR ELECTRIC IRON) | 1300 | TEST
5 | EADE-30 | MEASUREMENT OF HEATING UP TIME (FOR ELECTRIC IRON) | 1600 | TEST
5 | EADE-32 | MEASUREMENT OF OVERSWING TEMPERATURE ON HEATING OF EXCESS TEMPERATURE (FOR ELECTRIC IRON) | 2000 | TEST
5 | EADE-32 | MEASUREMENT OF OVERSWING TEMPERATURE ON HEATING OF EXCESS TEMPERATURE (FOR ELECTRIC IRON) | 2400 | TEST
5 | EARM-37 | MEASUREMENT OF STATOR RESISTANCE UPTO 22 KW | 500 | TEST
5 | EARM-37 | MEASUREMENT OF STATOR RESISTANCE UPTO 22 KW | 600 | TEST
5 | EARM-1 | MEASUREMENT OF STATOR RESISTANCE-UP TO 3.7 KW | 500 | TEST
5 | EARM-1 | MEASUREMENT OF STATOR RESISTANCE-UP TO 3.7 KW | 600 | TEST
5 | EARM-49 | MEASUREMENT OF STATOR RESISTANCE-UP TO 45 KW | 500 | TEST
5 | EARM-13 | MEASUREMENT OF STATOR RESISTANCE-UP TO 7.5 KW | 500 | TEST
5 | EARM-13 | MEASUREMENT OF STATOR RESISTANCE-UP TO 7.5 KW | 600 | TEST
5 | EARM-49 | MEASUREMENT OF STATOR RESISTANCE-UPTO 45 kW | 600 | TEST
5 | EADE-31 | MEASUREMENT OF TEMPERATURE DISTRIBUTION (FOR ELECTRIC IRON) | 1450 | TEST
5 | EADE-31 | MEASUREMENT OF TEMPERATURE DISTRIBUTION (FOR ELECTRIC IRON) | 1750 | TEST
5 | EADE-34 | MEASUREMENT OF TEMPERATURE DROP UNDER LOAD (FOR ELECTRIC IRON) | 2250 | TEST
5 | EADE-34 | MEASUREMENT OF TEMPERATURE DROP UNDER LOAD (FOR ELECTRIC IRON) | 2700 | TEST
5 | EAFN-13 | MECHANICAL ENDURANCE TEST | 3300 | TEST
5 | EAFN-13 | MECHANICAL ENDURANCE TEST | 4000 | TEST
5 | EADE-14 | MECHANICAL STRENGTH | 900 | TEST
5 | EAFN-15 | MECHANICAL STRENGTH | 500 | TEST
5 | EADE-14 | MECHANICAL STRENGTH | 1100 | TEST
5 | EAFN-15 | MECHANICAL STRENGTH | 600 | TEST
5 | EADE-56 | MECHANICAL STRENGTH (FOR SOCKET OUTLET) | 900 | TEST
5 | EADE-56 | MECHANICAL STRENGTH (FOR SOCKET OUTLET) | 1100 | TEST
5 | EADE-73 | MECHANICAL STRENGTH (FOR SWITCHES) | 900 | TEST
5 | EADE-73 | MECHANICAL STRENGTH (FOR SWITCHES) | 1100 | TEST
5 | EAIL-52 | MECHANICAL STRENGTH OF INDEPENDANT BALLAST | 1000 | TEST
5 | EAIL-52 | MECHANICAL STRENGTH OF INDEPENDANT BALLAST | 1200 | TEST
5 | EADE-57 | MECHANICAL STRENGTH(FOR PLUGS) | 900 | TEST
5 | EADE-57 | MECHANICAL STRENGTH(FOR PLUGS) | 1100 | TEST
5 | EADE-38 | MERCUROUS NITRATE IMMERSION (FOR MINERAL FILLED SHEATHED HEATING ELEMENT) | 700 | TEST
5 | EADE-38 | MERCUROUS NITRATE IMMERSION (FOR MINERAL FILLED SHEATHED HEATING ELEMENT) | 850 | TEST
5 | MINIMUM ORDER VALUE - TESTING OF EQUIPMENT | MINIMUM ORDER VALUE - TESTING OF EQUIPMENT | 10000 | TEST
5 | MINIMUM ORDER VALUE - TESTING OF MATERIALS | MINIMUM ORDER VALUE - TESTING OF MATERIALS | 2400 | TEST
5 | 1.15 (vii) | MINIMUM TEST CHARGES | 2000 | TEST
5 | 1.15 (iii) | MINIMUM TEST CHARGES | 2400 | TEST
5 | 1.15 (vii) | MINIMUM TEST CHARGES (ISSUE OF TEST REPORT) | 2000 | TEST
5 | EADE-9 | MOISTURE RESISTANCE (SAMPLE CONDITIONING) PER DAY | 2650 | TEST
5 | EADE-9 | MOISTURE RESISTANCE (SAMPLE CONDITIONING) PER DAY | 3200 | TEST
5 | EAIL-28 | MOISTURE RESISTANCE AND INSULATION | 2500 | TEST
5 | EAIL-49 | MOISTURE RESISTANCE AND INSULATION | 2500 | TEST
5 | EAIL-28 | MOISTURE RESISTANCE AND INSULATION | 3000 | TEST
5 | EAIL-49 | MOISTURE RESISTANCE AND INSULATION | 3000 | TEST
5 | EAFN-12 | MOISTURE RESISTANCE TEST | 2700 | TEST
5 | EAFN-12 | MOISTURE RESISTANCE TEST | 3250 | TEST
5 | EARM-31 | MOMENTARY OVER LOAD TEST-UP TO 15 KW | 1200 | TEST
5 | EARM-31 | MOMENTARY OVER LOAD TEST-UP TO 15 KW | 1450 | TEST
5 | EARM 43 | MOMENTARY OVERLOAD TEST | 1550 | TEST
5 | EARM-43 | MOMENTARY OVERLOAD TEST | 1900 | TEST
5 | EARM-7 | MOMENTARY OVERLOAD TEST-UP TO 3.7 KW | 700 | TEST
5 | EARM-7 | MOMENTARY OVERLOAD TEST-UP TO 3.7 KW | 850 | TEST
5 | EARM-19 | MOMENTARY OVERLOAD TEST-UP TO 7.5 KW | 950 | TEST
5 | EARM-19 | MOMENTARY OVERLOAD TEST-UP TO 7.5 KW | 1150 | TEST
5 | EARM-38 | NO LOAD RUNNING TEST - UPTO 22 KW | 1550 | TEST
5 | EARM-38 | NO LOAD RUNNING TEST - UPTO 22 KW | 1900 | TEST
5 | EARM-50 | NO LOAD RUNNING TEST- UP TO 45 KW | 1750 | TEST
5 | EARM-26 | NO LOAD RUNNING TEST-UP TO 15 KW | 1300 | TEST
5 | EARM-26 | NO LOAD RUNNING TEST-UP TO 15 KW | 1600 | TEST
5 | EARM-2 | NO LOAD RUNNING TEST-UP TO 3.7 KW | 700 | TEST
5 | EARM-2 | NO LOAD RUNNING TEST-UP TO 3.7 KW | 850 | TEST
5 | EARM-14 | NO LOAD RUNNING TEST-UP TO 7.5 KW | 950 | TEST
5 | EARM-14 | NO LOAD RUNNING TEST-UP TO 7.5 KW | 1150 | TEST
5 | EARM-50 | NO LOAD RUNNING TEST-UPTO 45 kW | 2100 | TEST
5 | EAIL-37 | OPERATING CONDITIONS | 1900 | TEST
5 | EAIL-37 | OPERATING CONDITIONS | 2300 | TEST
5 | EARL 5 | OPERATING TEMPERATURE PERFORMANCE | 12700 | TEST
5 | EARL-A5 | OPERATING TEMPERATURE PERFORMANCE | 15250 | TEST
5 | EADE-6 | OPERATION UNDER OVERLOAD CONDITION | 2500 | TEST
5 | EADE-7 | OPERATION UNDER OVERLOAD CONDITION | 4050 | TEST
5 | EADE-6 | OPERATION UNDER OVERLOAD CONDITION | 3000 | TEST
5 | EADE-7 | OPERATION UNDER OVERLOAD CONDITION | 4900 | TEST
5 | EAIL-43 | OPERATIONAL TEST FOR ABNORMAL CONDITIONS | 2000 | TEST
5 | EAIL-43 | OPERATIONAL TEST FOR ABNORMAL CONDITIONS | 2400 | TEST
5 | EADE-26 | PERFORMANCE (FOR ELECTRIC HOT PLATE | 2500 | TEST
5 | EADE-26 | PERFORMANCE (FOR ELECTRIC HOT PLATE | 3000 | TEST
5 | EAIP-6 | PERFORMANCE TEST | 550 | TEST
5 | EAIL-54 | PERFORMANCE TEST | 7300 | TEST
5 | EAIL-54 | PERFORMANCE TEST | 8800 | TEST
5 | DCCD-F27 | PHOTOGRAPHS AS PER CLIENT | 300 | TEST
5 | EABT-1 | PHYSICAL EXAMINATION,DIMENSIONS,MARKING & LAYOUT | 450 | TEST
5 | EABT-1 | PHYSICAL EXAMINATION,DIMENSIONS,MARKING & LAYOUT | 550 | TEST
5 | EADE-65 | PLUG PIN DEFLECTION ON PLUGS MADE OF RESILIENT MATERIAL (FOR PLUG & SOCKET OUTLET) | 700 | TEST
5 | EADE-65 | PLUG PIN DEFLECTION ON PLUGS MADE OF RESILIENT MATERIAL (FOR PLUG & SOCKET OUTLET) | 850 | TEST
5 | EAIL-68 | PROLONGED OPERATION TEST ON AVIATION BULBS | 10750 | TEST
5 | EAIL-68 | PROLONGED OPERATION TEST ON AVIATION BULBS | 12900 | TEST
5 | EAIP 1A | PROTECTION AGAINST ACCESS TO HAZARDOUS PARTS UPTO 5 CuM | 10000 | TEST
5 | EAIP 1D | PROTECTION AGAINST ACCESS TO HAZARDOUS PARTS ABOVE 20 CuM, FOR EVERY 5 & AND PART THEREOF | 3000 | EXTRA
5 | EAIP 1B | PROTECTION AGAINST ACCESS TO HAZARDOUS PARTS ABOVE 5 TO 10 CuM | 15000 | TEST
5 | EAIP 4B | PROTECTION AGAINST ACCESS TO HAZARDOUS PARTS AND HARMFUL INGRESS OF WATER ABOVE 1 TO 3 CuM | 25000 | TEST
5 | EAIP 4E | PROTECTION AGAINST ACCESS TO HAZARDOUS PARTS AND HARMFUL INGRESS OF WATER ABOVE 10 CuM | 3000 | EXTRA
5 | EAIP 4C | PROTECTION AGAINST ACCESS TO HAZARDOUS PARTS AND HARMFUL INGRESS OF WATER ABOVE 3 CuM to 5 CuM | 30000 | TEST
5 | EAIP 4D | PROTECTION AGAINST ACCESS TO HAZARDOUS PARTS AND HARMFUL INGRESS OF WATER ABOVE 5 CuM to 10 CuM | 35000 | TEST
5 | EAIP 4A | PROTECTION AGAINST ACCESS TO HAZARDOUS PARTS AND HARMFUL INGRESS OF WATER UPTO 1 CuM | 20000 | TEST
5 | EAIP-1 | PROTECTION AGAINST ACCESS TO HAZARDOUS(IP 1X /2X /3X /4X) | 6050 | TEST
5 | EAIL-26 | PROTECTION AGAINST ACCIDENTAL CONTACT WITH LIFE PARTS | 1900 | TEST
5 | EAIL-26 | PROTECTION AGAINST ACCIDENTAL CONTACT WITH LIFE PARTS | 2300 | TEST
5 | EAIL-47 | PROTECTION AGAINST ACCIDENTAL CONTACTS AND ELECTRIC SHOCK | 1900 | TEST
5 | EAIL-47 | PROTECTION AGAINST ACCIDENTAL CONTACTS AND ELECTRIC SHOCK | 2300 | TEST
5 | EAIP 1C | PROTECTION AGAINST ACESS TO HAZARDOUS PARTS ABOVE 10 TO CuM | 20000 | TEST
5 | EADE-2 | PROTECTION AGAINST ELECTRIC SHOCK | 1900 | TEST
5 | EAFN-5 | PROTECTION AGAINST ELECTRIC SHOCK | 600 | TEST
5 | EAIL-27 | PROTECTION AGAINST ELECTRIC SHOCK | 2250 | TEST
5 | EADE-2 | PROTECTION AGAINST ELECTRIC SHOCK | 2300 | TEST
5 | EAFN-5 | PROTECTION AGAINST ELECTRIC SHOCK | 750 | TEST
5 | EAIL-27 | PROTECTION AGAINST ELECTRIC SHOCK | 2700 | TEST
5 | EADE-67 | PROTECTION AGAINST ELECTRIC SHOCK (FOR SWITCHES) | 900 | TEST
5 | EADE-67 | PROTECTION AGAINST ELECTRIC SHOCK (FOR SWITCHES) | 1100 | TEST
5 | EAIP 3E | PROTECTION AGAINST HARMFUL INGRESS O WATER | 20000 | TEST
5 | EAIP 3F | PROTECTION AGAINST HARMFUL INGRESS OF WATER | 30000 | TEST
5 | EAIP 3B | PROTECTION AGAINST HARMFUL INGRESS OF WATER ABOVE 1 TO 5 CuM | 15000 | TEST
5 | EAIP 3D | PROTECTION AGAINST HARMFUL INGRESS OF WATER ABOVE 10 CuM, FOR EVERY 5 CuM AND PART THEREOF | 3000 | EXTRA
5 | EAIP 3C | PROTECTION AGAINST HARMFUL INGRESS OF WATER ABOVE 5 CuM TO 10 CuM | 20000 | TEST
5 | EAIP-3D | PROTECTION AGAINST HARMFUL INGRESS OF WATER INCL.EXTNL DIM. VERIFICATION, 2 IR & HV( > 5.00 CU.M) | 10500 | TEST
5 | EAIP-3A | PROTECTION AGAINST HARMFUL INGRESS OF WATER INCL.EXTNL DIM. VERIFICATION, 2 IR & HV(0.51-1.00 CU.M) | 9300 | TEST
5 | EAIP-3B | PROTECTION AGAINST HARMFUL INGRESS OF WATER INCL.EXTNL DIM. VERIFICATION, 2 IR & HV(1.01-3.00 CU.M) | 9700 | TEST
5 | EAIP-3C | PROTECTION AGAINST HARMFUL INGRESS OF WATER INCL.EXTNL DIM. VERIFICATION, 2 IR & HV(3.00-5.00 CU.M) | 10100 | TEST
5 | EAIP-3 | PROTECTION AGAINST HARMFUL INGRESS OF WATER INCL.EXTNL DIM. VERIFICATION, 2 IR & HV(UPTO 0.5 CU.M) | 8900 | TEST
5 | EAIP 3A | PROTECTION AGAINST HARMFUL INGRESS OF WATER UPTO 1 CuM | 10000 | TEST
5 | EAIP 6A | PROTECTION AGAINST INCRESS OF SOLID FOREIGN OBJECTS | 40000 | TEST
5 | EAIP 2G | PROTECTION AGAINST INGRES OF SOLID FOREIGN OBJECTS ABOVE 30 CuM, FOR EVERY 5 CuM AND PART THEREOF | 3000 | EXTRA
5 | EAIP 5B | PROTECTION AGAINST INGRESS OF SOLID FOREIGN OBJECTS (DUST) ABOVE 1 TO 3 CuM | 30000 | TEST
5 | EAIP 5F | PROTECTION AGAINST INGRESS OF SOLID FOREIGN OBJECTS (DUST) ABOVE 20 CuM to 35 CuM | 60000 | TEST
5 | EAIP 5C | PROTECTION AGAINST INGRESS OF SOLID FOREIGN OBJECTS (DUST) ABOVE 3 CuM to 5 CuM | 35000 | TEST
5 | EAIP 5G | PROTECTION AGAINST INGRESS OF SOLID FOREIGN OBJECTS (DUST) ABOVE 35 CuM, | 3000 | EXTRA
5 | EAIP 5D | PROTECTION AGAINST INGRESS OF SOLID FOREIGN OBJECTS (DUST) ABOVE 5 CuM to 9 CuM | 40000 | TEST
5 | EAIP 2B | PROTECTION AGAINST INGRESS OF SOLID FOREIGN OBJECTS ABOVE 1 TO 3 CuM | 18000 | TEST
5 | EAIP 2F | PROTECTION AGAINST INGRESS OF SOLID FOREIGN OBJECTS ABOVE 20 CuM to 35 CuM | 40000 | TEST
5 | EAIP 2C | PROTECTION AGAINST INGRESS OF SOLID FOREIGN OBJECTS ABOVE 3 CuM to 5CuM | 20000 | TEST
5 | EAIP 2D | PROTECTION AGAINST INGRESS OF SOLID FOREIGN OBJECTS ABOVE 5 CuM to 9 CuM | 25000 | TEST
5 | EAIP 2E | PROTECTION AGAINST INGRESS OF SOLID FOREIGN OBJECTS ABOVE 9 CuM TO 20 CuM | 30000 | TEST
5 | EAIP 5E | PROTECTION AGAINST INGRESS OF SOLID FOREIGN OBJECTS ABOVE 9 CuM to 20 CuM | 50000 | TEST
5 | EAIP 2A | PROTECTION AGAINST INGRESS OF SOLID FOREIGN OBJECTS UPTO 1 CuM | 15000 | TEST
5 | EAIP 5A | PROTECTION AGAINST INGRESS OF SOLID FOREIGN OBJECTS UPTO 1 CuM | 25000 | TEST
5 | EAIP-2D | PROTECTION AGAINST INGRESS OF SOLID FOREIGN OBJECTS(IP 5X /6X) > 5 CU.M | 7900 | TEST
5 | EAIP-2A | PROTECTION AGAINST INGRESS OF SOLID FOREIGN OBJECTS(IP 5X /6X) 0.51 TO 1.00 CU.M | 7000 | TEST
5 | EAIP-2B | PROTECTION AGAINST INGRESS OF SOLID FOREIGN OBJECTS(IP 5X /6X) 1.1 TO 3.00 CU.M | 7300 | TEST
5 | EAIP-2C | PROTECTION AGAINST INGRESS OF SOLID FOREIGN OBJECTS(IP 5X /6X) 3 TO 5 CU.M | 7600 | TEST
5 | EAIP-2 | PROTECTION AGAINST INGRESS OF SOLID FOREIGN OBJECTS(IP 5X /6X) UPTO 0.50 CU.M | 6700 | TEST
5 | EADE-20 | PROVISION FOR EARTHING | 700 | TEST
5 | EAIL-24 | PROVISION FOR EARTHING | 700 | TEST
5 | EAIL-46 | PROVISION FOR EARTHING | 700 | TEST
5 | EADE-20 | PROVISION FOR EARTHING | 850 | TEST
5 | EAIL-24 | PROVISION FOR EARTHING | 850 | TEST
5 | EAIL-46 | PROVISION FOR EARTHING | 850 | TEST
5 | EAIP 6B | PRTECTION AGAINST INGRESS OF SOLID FOREIGN OBJECTS (DUST) | 50000 | TEST
5 | EARL 3 | PULL DOWN TEST | 12700 | TEST
5 | EARL-A3 | PULL DOWN TEST | 15250 | TEST
5 | EARL-B1 | PULL DOWN TEST | 24600 | TEST
5 | EARL 7 | PULL DOWN TEST (As per IS 15750/IS 1476 Standards) | 20480 | TEST
5 | EADE-25 | RADIO INTERFERENCE | 700 | TEST
5 | EADE-25 | RADIO INTERFERENCE | 850 | TEST
5 | EARL-A2 | RATED GROSS AND STORAGE VOLUMES | 7450 | TEST
5 | EARL 2 | RATED GROSS AND STORAGE VOLUMES. | 6200 | TEST
5 | EARL 1 | RATED STORAGE SHELF AREA | 5050 | TEST
5 | EARL-A1 | RATED STORAGE SHELF AREA | 6100 | TEST
5 | EARM-39 | REDUCED VOLTAGE RUNNING TEST-UP TO 22 KW | 1550 | TEST
5 | EARM-39 | REDUCED VOLTAGE RUNNING TEST-UP TO 22 KW | 1900 | TEST
5 | EARM-3 | REDUCED VOLTAGE RUNNING TEST-UP TO 3.7 KW | 700 | TEST
5 | EARM-3 | REDUCED VOLTAGE RUNNING TEST-UP TO 3.7 KW | 850 | TEST
5 | EARM-51 | REDUCED VOLTAGE RUNNING TEST-UP TO 45 KW | 1750 | TEST
5 | EARM-15 | REDUCED VOLTAGE RUNNING TEST-UP TO 7.5 KW | 950 | TEST
5 | EARM-15 | REDUCED VOLTAGE RUNNING TEST-UP TO 7.5 KW | 1150 | TEST
5 | EARM-27 | REDUCED VOLTAGE RUNNING TEST-UPTO 15 KW | 1300 | TEST
5 | EARM-27 | REDUCED VOLTAGE RUNNING TEST-UPTO 15 KW | 1600 | TEST
5 | EARM-51 | REDUCED VOLTAGE RUNNING TEST-UPTO 45 kW | 2100 | TEST
5 | EADE-46 | REHEATING TIME (FOR STORAGE TYPE WATER HEATER) | 1300 | TEST
5 | EADE-46 | REHEATING TIME (FOR STORAGE TYPE WATER HEATER) | 1600 | TEST
5 | EAIL-34 | RESISTANCE TO CORROSION | 1300 | TEST
5 | EAIL-53 | RESISTANCE TO CORROSION | 1300 | TEST
5 | EAIL-34 | RESISTANCE TO CORROSION | 1600 | TEST
5 | EAIL-53 | RESISTANCE TO CORROSION | 1600 | TEST
5 | EADE-61 | RESISTANCE TO HEAT (FOR PLUG & SOCKET OUTLET) | 1750 | TEST
5 | EADE-61 | RESISTANCE TO HEAT (FOR PLUG & SOCKET OUTLET) | 2100 | TEST
5 | EADE-74 | RESISTANCE TO HEAT (FOR SWITCHES) | 1750 | TEST
5 | EADE-74 | RESISTANCE TO HEAT (FOR SWITCHES) | 2100 | TEST
5 | EADE-23 | RESISTANCE TO HEAT & FIRE | 1750 | TEST
5 | EADE-23 | RESISTANCE TO HEAT & FIRE | 2100 | TEST
5 | EAIL-33 | RESISTANCE TO HEAT AND FIRE | 1750 | TEST
5 | EAIL-33 | RESISTANCE TO HEAT AND FIRE | 2100 | TEST
5 | EADE-24 | RESISTANCE TO RUSTING | 1000 | TEST
5 | EADE-24 | RESISTANCE TO RUSTING | 1200 | TEST
5 | EABT 8 | RETENTION OF CHARGE | 3300 | TEST
5 | EABT-8 | RETENTION OF CHARGE | 4000 | TEST
5 | ROOM AIR CONDITIONER - COOLING CAPACITY, POWER CONSUMPTION, MAXIMUM OPERATING CONDITION TEST | ROOM AIR CONDITIONER - COOLING CAPACITY, POWER CONSUMPTION, MAXIMUM OPERATING CONDITION TEST | 104000 | PER TEST
5 | CPRI/EATD/AC/2019 | ROOM AIR CONDITIONER VARIABLE SPEED - SPLIT TYPE | 170000 | TEST
5 | EABT-10 | RSISTANCE TO OVER CHARGE (FOR ONE UNIT) | 3300 | TEST
5 | EABT-10 | RSISTANCE TO OVER CHARGE (FOR ONE UNIT) | 4000 | TEST
5 | EADE-21 | SCREWS AND CONNECTIONS | 1000 | TEST
5 | EADE-21 | SCREWS AND CONNECTIONS | 1200 | TEST
5 | EADE-59 | SCREWS AND CONNECTIONS (FOR PLUG & SOCKET OUTLET | 800 | TEST
5 | EADE-59 | SCREWS AND CONNECTIONS (FOR PLUG & SOCKET OUTLET | 1000 | TEST
5 | EAIL-45 | SCREWS AND CURRENT CARRYING PARTS AND CONNECTIONS | 700 | TEST
5 | EAIL-45 | SCREWS AND CURRENT CARRYING PARTS AND CONNECTIONS | 850 | TEST
5 | EAIL-11 | SOLDER | 700 | TEST
5 | EAIL-11 | SOLDER | 850 | TEST
5 | EAFN-18 | SPEED REGULATOR | 2000 | TEST
5 | EAFN-18 | SPEED REGULATOR | 2400 | TEST
5 | EADE-13 | STABILITY AND MECHANICAL HAZARDS | 900 | TEST
5 | EADE-13 | STABILITY AND MECHANICAL HAZARDS | 1100 | TEST
5 | EAFN-16 | STABILITY/SUSPENSION TEST | 1400 | TEST
5 | EAFN-16 | STABILITY/SUSPENSION TEST | 2800 | TEST
5 | EADE-44 | STANDING LOSS (FOR STORAGE TYPE WATER HEATER) | 3250 | TEST
5 | EADE-44 | STANDING LOSS (FOR STORAGE TYPE WATER HEATER) | 3900 | TEST
5 | EADE-4 | STARING OF MOTOR OPERATED APPLICANCES | 1900 | TEST
5 | EADE-4 | STARING OF MOTOR OPERATED APPLICANCES | 2300 | TEST
5 | EAIL-15 | STARTING CHARACTERISTICS | 1900 | TEST
5 | EAIL-15 | STARTING CHARACTERISTICS | 2300 | TEST
5 | EAIL-36 | STARTING CONDITIONS | 3250 | TEST
5 | EAIL-36 | STARTING CONDITIONS | 3900 | TEST
5 | EAFN-6 | STARTING TEST | 750 | TEST
5 | EAFN-6 | STARTING TEST | 900 | TEST
5 | EAFL-2 | STATIC PRESSURE TEST | 1200 | TEST
5 | EAFL-2 | STATIC PRESSURE TEST | 1450 | TEST
5 | EADE-37 | STEAMING RATE (FOR STEAM IROM) | 1300 | TEST
5 | EADE-37 | STEAMING RATE (FOR STEAM IROM) | 1600 | TEST
5 | EADE-36 | STEAMING TIME (FOR STEAM IRON) | 2500 | TEST
5 | EADE-36 | STEAMING TIME (FOR STEAM IRON) | 3000 | TEST
5 | EABT-11 | STORAGE | 4550 | TEST
5 | EABT-11 | STORAGE | 5500 | TEST
5 | EADE-41 | STRENGTH OF ASSEMBLY (FOR FOOD MIXER) | 450 | TEST
5 | EADE-41 | STRENGTH OF ASSEMBLY (FOR FOOD MIXER) | 550 | TEST
5 | EARL-C2 | SUBSEQUENT ADDITIONAL TEST | 26050 | TEST
5 | EABT-14 | SULPHATION | 4850 | TEST
5 | EABT-14 | SULPHATION | 5850 | TEST
5 | EADE-19 | SUPPLY CONNECTION AND FLEXIBLE AND CORD TEST (WITHOUT FLEXING) | 2500 | TEST
5 | EADE-19 | SUPPLY CONNECTION AND FLEXIBLE AND CORD TEST (WITHOUT FLEXING) | 3000 | TEST
5 | EAIL-39 | SUPPLY CURRENT | 700 | TEST
5 | EAIL-39 | SUPPLY CURRENT | 850 | TEST
5 | EAIL-41 | SUPPLY CURRENT WAVE FORM | 2000 | TEST
5 | EAIL-41 | SUPPLY CURRENT WAVE FORM | 2400 | TEST
5 | EARM-32 | TEMEPERATURE RISE TEST AT REDUCED VOLTAGE-UP TO 15 KW | 3100 | TEST
5 | EARM-32 | TEMEPERATURE RISE TEST AT REDUCED VOLTAGE-UP TO 15 KW | 3750 | TEST
5 | EARL-B5 | TEMPERATURE RETENTION TEST | 24600 | TEST
5 | EARL 11 | TEMPERATURE RETENTION TEST (As per IS 15750/ IS 1476 Standards) | 20480 | TEST
5 | EADE-5 | TEMPERATURE RISE | 2100 | TEST
5 | EADE-5 | TEMPERATURE RISE | 2550 | TEST
5 | EAFN-9 | TEMPERATURE RISE TEST | 2000 | TEST
5 | EAFN-9 | TEMPERATURE RISE TEST | 3000 | TEST
5 | EARM-42 | TEMPERATURE RISE TEST | 4650 | TEST
5 | EARM-44 | TEMPERATURE RISE TEST AT REDUCED VOLTAGE | 4650 | TEST
5 | EARM-8 | TEMPERATURE RISE TEST AT REDUCED VOLTAGE-UO TO 3.7 KW | 1650 | TEST
5 | EARM-8 | TEMPERATURE RISE TEST AT REDUCED VOLTAGE-UO TO 3.7 KW | 2000 | TEST
5 | EARM-44 | TEMPERATURE RISE TEST AT REDUCED VOLTAGE-UP TO 22 KW | 3850 | TEST
5 | EARM-20 | TEMPERATURE RISE TEST AT REDUCED VOLTAGE-UP TO 7.5 KW | 2350 | TEST
5 | EARM-20 | TEMPERATURE RISE TEST AT REDUCED VOLTAGE-UP TO 7.5 KW | 2850 | TEST
5 | EARM-18 | TEMPERATURE RISE TEST--UP TO 7.5 KW | 2350 | TEST
5 | EARM-18 | TEMPERATURE RISE TEST--UP TO 7.5 KW | 2850 | TEST
5 | EARM-42 | TEMPERATURE RISE TEST-UP TO 22 KW | 3850 | TEST
5 | EARM-6 | TEMPERATURE RISE TEST-UP TO 3.7 KW | 1650 | TEST
5 | EARM-6 | TEMPERATURE RISE TEST-UP TO 3.7 KW | 2000 | TEST
5 | EARM-30 | TEMPERATURE RISE TEST-UPTO 15 KW | 3100 | TEST
5 | EARM-30 | TEMPERATURE RISE TEST-UPTO 15 KW | 3750 | TEST
5 | EADE-40 | TEMPERATURE WITHSTAND (FOR BOWL OF FOOD MIXER | 800 | TEST
5 | EADE-40 | TEMPERATURE WITHSTAND (FOR BOWL OF FOOD MIXER | 1000 | TEST
5 | EAIL-23 | TERMINALS | 800 | TEST
5 | EAIL-23 | TERMINALS | 1000 | TEST
5 | EADE-68 | TERMINALS AND SCREWS (FOR SWITCHES) | 800 | TEST
5 | EADE-68 | TERMINALS AND SCREWS (FOR SWITCHES) | 1000 | TEST
5 | EADE-18 | TERMINALS FOR EXTERMAL CONDUCTOR | 900 | TEST
5 | EADE-18 | TERMINALS FOR EXTERMAL CONDUCTOR | 1100 | TEST
5 | EADE-18 | TERMINALS FOR EXTERNAL CONDUCTOR | 700 | TEST
5 | EAIL-60 | TEST FOR BULB DIAMETER OF TFGSE LAMPS | 1150 | TEST
5 | EAIL-60 | TEST FOR BULB DIAMETER OF TFGSE LAMPS | 1400 | TEST
5 | EAIL-16 | TEST FOR ELECTRICAL LUMENS, COLOUR CHARACERISTICS | 3100 | TEST
5 | EAIL-16 | TEST FOR ELECTRICAL LUMENS, COLOUR CHARACERISTICS | 3750 | TEST
5 | EAIL-57 | TEST FOR FREQUENCY | 1000 | TEST
5 | EAIL-57 | TEST FOR FREQUENCY | 1200 | TEST
5 | EAIL-62 | TEST FOR LIGHT CENTRE LENGTH OF TFGSE LAMP | 1000 | TEST
5 | EAIL-62 | TEST FOR LIGHT CENTRE LENGTH OF TFGSE LAMP | 1200 | TEST
5 | EAIL-61 | TEST FOR NECK DIAMETER OF TFGSE LAMPS | 900 | TEST
5 | EAIL-61 | TEST FOR NECK DIAMETER OF TFGSE LAMPS | 1100 | TEST
5 | EAIL-58 | TEST FOR OUTPUT WAVE FORM | 1300 | TEST
5 | EAIL-58 | TEST FOR OUTPUT WAVE FORM | 1600 | TEST
5 | EAIL-63 | TEST FOR OVER ALL LENGTH OF TFGSE LAMP | 1000 | TEST
5 | EAIL-63 | TEST FOR OVER ALL LENGTH OF TFGSE LAMP | 1200 | TEST
5 | EAIL-59 | TEST FOR OVER LOAD | 1150 | TEST
5 | EAIL-59 | TEST FOR OVER LOAD | 1400 | TEST
5 | EAIL-56 | TEST FOR OVER VOLTAGE | 700 | TEST
5 | EAIL-56 | TEST FOR OVER VOLTAGE | 850 | TEST
5 | EAIL-21 | TEST FOR SOLDERING/WELDING | 800 | TEST
5 | EAIL-21 | TEST FOR SOLDERING/WELDING | 1000 | TEST
5 | EAIL-55 | TEST FOR STARTING VOLTAGE | 700 | TEST
5 | EAIL-55 | TEST FOR STARTING VOLTAGE | 850 | TEST
5 | EARL 6 | TESTED ENERGY CONSUMPTION | 30800 | TEST
5 | EARL-A6 | TESTED ENERGY CONSUMPTION FOR DEFROST CYCLE DURATION UPTO 48 HOURS | 37000 | TEST
5 | EADE-27 | THERMAL CONTROLS (FOR ELECTRIC HOT PLATE) | 700 | TEST
5 | EADE-27 | THERMAL CONTROLS (FOR ELECTRIC HOT PLATE) | 850 | TEST
5 | EAIL-50 | THERMAL ENDURANCE OF WINDING | 10350 | TEST
5 | EAIL-50 | THERMAL ENDURANCE OF WINDING | 12450 | TEST
5 | EARL-B4 | THERMAL INSULATION TEST | 24600 | TEST
5 | EARL 10 | THERMAL INSULATION TEST (As per IS 15750/ IS 1476 Standards) | 20480 | TEST
5 | EARM-48 | TORQUE MEASUREMENTS | 2000 | TEST
5 | EARM-12 | TORQUE MEASUREMENTS-UP TO 3.7 KW | 700 | TEST
5 | EARM-12 | TORQUE MEASUREMENTS-UP TO 3.7 KW | 850 | TEST
5 | EARM-24 | TORQUE MEASUREMENTS-UP TO 7.5 KW | 1000 | TEST
5 | EARM-24 | TORQUE MEASUREMENTS-UP TO 7.5 KW | 1200 | TEST
5 | EARM-36 | TORQUE MEASUREMENTS-UPTO 15 KW | 1300 | TEST
5 | EARM-36 | TORQUE MEASUREMENTS-UPTO 15 KW | 1600 | TEST
5 | EARM-48 | TORQUE MEASUREMENTS-UPTO 22 KW | 1650 | TEST
5 | EAIL-3 | TORSION | 1750 | TEST
5 | EAIL-3 | TORSION | 2100 | TEST
5 | EAIL-13 | TORSION TEST(BOTH AT INDIVIDUAL & END OF THE LIFE) | 1900 | TEST
5 | EAIL-13 | TORSION TEST(BOTH AT INDIVIDUAL & END OF THE LIFE) | 2300 | TEST
5 | EADE-1 | VERIFICATION OF MARKING | 450 | TEST
5 | EADE-1 | VERIFICATION OF MARKING | 550 | TEST
5 | EABT-6 | VIBRATION | 6400 | TEST
5 | EABT-6 | VIBRATION | 7700 | TEST
5 | EADE-49 | VISUAL EXAMINATION (FOR PLUG AND SOCKET OUTLET) | 450 | TEST
5 | EADE-49 | VISUAL EXAMINATION (FOR PLUG AND SOCKET OUTLET) | 550 | TEST
5 | EAFN-1 | VISUAL INSPECTION & MARKING / RUNING TEST | 450 | TEST
5 | EAFN-1 | VISUAL INSPECTION & MARKING / RUNING TEST | 550 | TEST
5 | EAIL-48 | VOLTAGE ACROSS CAPACITORS | 900 | TEST
5 | EAIL-48 | VOLTAGE ACROSS CAPACITORS | 1100 | TEST
5 | EABT-12 | VOLTAGE DURING DISCHARGE | 500 | TEST
5 | EABT-12 | VOLTAGE DURING DISCHARGE | 600 | TEST
5 | EAIL-66 | VOLTAGE VARIATION TEST ON AVIATION BULBS | 800 | TEST
5 | EAIL-66 | VOLTAGE VARIATION TEST ON AVIATION BULBS | 1000 | TEST
5 | EADE-58 | WATER OBSORPTION (FOR PLUG & SOCKET OUTLET) | 1450 | TEST
5 | EADE-58 | WATER OBSORPTION (FOR PLUG & SOCKET OUTLET) | 1750 | TEST
5 | EAIL-69 | WATT LOSS FOR BALLASTS | 1450 | TEST
5 | EAIL-69 | WATT LOSS FOR BALLASTS | 1750 | TEST
5 | EAIL-5 | WATTAGE MEASUREMENT | 2000 | TEST
5 | EAIL-5 | WATTAGE MEASUREMENT | 2400 | TEST
5 | EAIL-65 | WEIGHT MEASUREMENT | 700 | TEST
5 | EAIL-65 | WEIGHT MEASUREMENT | 850 | TEST
5 | VERIFICATION OF SAFT URJA/EMISA/ETERNACELL BATTERIES BY DR.KULDEEP RANA (SO-III) MODELS: i. KPH-ESH-ETH-330 ii.KPM-ESM-ETM-455 iii. KPL-ESL-ETL-515 | VERIFICATION OF SAFT URJA/EMISA/ETERNACELL BATTERIES BY DR.KULDEEP RANA (SO-III) MODELS: i. KPH-ESH-ETH-330 ii.KPM-ESM-ETM-455 iii. KPL-ESL-ETL-515 | 50000 | TEST
4 | 10: IS 16221-1/IEC 62109-1 PROTECTION AGAINST SONIC PRESSURE HAZARD ABOVE 100KW UP TO 200KW | 10: IS 16221-1/IEC 62109-1 PROTECTION AGAINST SONIC PRESSURE HAZARD ABOVE 100KW UP TO 200KW | 80000 | TEST
4 | 10: IS 16221-1/IEC 62109-1 PROTECTION AGAINST SONIC PRESSURE HAZARD ABOVE 20KW UP TO 50KW | 10: IS 16221-1/IEC 62109-1 PROTECTION AGAINST SONIC PRESSURE HAZARD ABOVE 20KW UP TO 50KW | 30000 | TEST
4 | 10: IS 16221-1/IEC 62109-1 PROTECTION AGAINST SONIC PRESSURE HAZARD ABOVE 50KW UP TO 100KW | 10: IS 16221-1/IEC 62109-1 PROTECTION AGAINST SONIC PRESSURE HAZARD ABOVE 50KW UP TO 100KW | 50000 | TEST
4 | 10: IS 16221-1/IEC 62109-1 PROTECTION AGAINST SONIC PRESSURE HAZARD UP TO 20KW | 10: IS 16221-1/IEC 62109-1 PROTECTION AGAINST SONIC PRESSURE HAZARD UP TO 20KW | 20000 | TEST
4 | 11: IS 16221-1/IEC 62109-1 PROTECTION AGAINS LIQUID HAZARDS ABOVE 20KW UP TO 50KW | 11: IS 16221-1/IEC 62109-1 PROTECTION AGAINS LIQUID HAZARDS ABOVE 20KW UP TO 50KW | 60000 | TEST
4 | 11: IS 16221-1/IEC 62109-1 PROTECTION AGAINST LIQUID HAZARDS UP TO 20KW | 11: IS 16221-1/IEC 62109-1 PROTECTION AGAINST LIQUID HAZARDS UP TO 20KW | 50000 | TEST
4 | 11: IS 16221-1/IEC 62109-1 PROTECTION AGAINST LIQUID HAZARDS ABOVE 100KW UP TO 200KW | 11: IS 16221-1/IEC 62109-1 PROTECTION AGAINST LIQUID HAZARDS ABOVE 100KW UP TO 200KW | 100000 | TEST
4 | 11: IS 16221-1/IEC 62109-1 PROTECTION AGAINST LIQUID HAZARDS ABOVE 50KW UP TO 100KW | 11: IS 16221-1/IEC 62109-1 PROTECTION AGAINST LIQUID HAZARDS ABOVE 50KW UP TO 100KW | 80000 | TEST
4 | 12: IS 16221-1/IEC 62109-1 CHEMICAL HAZARD ABOVE 100KW UP TO 200KW | 12: IS 16221-1/IEC 62109-1 CHEMICAL HAZARD ABOVE 100KW UP TO 200KW | 70000 | TEST
4 | 12: IS 16221-1/IEC 62109-1 CHEMICAL HAZARD ABOVE 20KW UP TO 50KW | 12: IS 16221-1/IEC 62109-1 CHEMICAL HAZARD ABOVE 20KW UP TO 50KW | 20000 | TEST
4 | 12: IS 16221-1/IEC 62109-1 CHEMICAL HAZARD ABOVE 50KW UP TO 100KW | 12: IS 16221-1/IEC 62109-1 CHEMICAL HAZARD ABOVE 50KW UP TO 100KW | 40000 | TEST
4 | 12: IS 16221-1/IEC 62109-1 CHEMICAL HAZARD UP TO 20KW | 12: IS 16221-1/IEC 62109-1 CHEMICAL HAZARD UP TO 20KW | 10000 | TEST
4 | 13: IS 16221-1 IEC 62109-1 PHSICAL REQUIREMENTS UP TO 20KW | 13: IS 16221-1 IEC 62109-1 PHSICAL REQUIREMENTS UP TO 20KW | 100000 | TEST
4 | 13: IS 16221-1/IEC 62109-1 PHYSICAL REQUIREMENTS ABOVE 100KW UP TO 200KW | 13: IS 16221-1/IEC 62109-1 PHYSICAL REQUIREMENTS ABOVE 100KW UP TO 200KW | 150000 | TEST
4 | 13: IS 16221-1/IEC 62109-1 PHYSICAL REQUIREMENTS ABOVE 20KW UP TO 50KW | 13: IS 16221-1/IEC 62109-1 PHYSICAL REQUIREMENTS ABOVE 20KW UP TO 50KW | 110000 | TEST
4 | 13: IS 16221-1/IEC 62109-1 PHYSICAL REQUIREMENTS ABOVE 50KW UP TO 100KW | 13: IS 16221-1/IEC 62109-1 PHYSICAL REQUIREMENTS ABOVE 50KW UP TO 100KW | 130000 | TEST
4 | 14: IS 16221-1/IEC 62109-1 COMPONENTS ABOVE 100KW UP TO 200KW | 14: IS 16221-1/IEC 62109-1 COMPONENTS ABOVE 100KW UP TO 200KW | 70000 | TEST
4 | 14: IS 16221-1/IEC 62109-1 COMPONENTS ABOVE 20KW UP TO 50KW | 14: IS 16221-1/IEC 62109-1 COMPONENTS ABOVE 20KW UP TO 50KW | 20000 | TEST
4 | 14: IS 16221-1/IEC 62109-1 COMPONENTS ABOVE 50KW UP TO 100 KW | 14: IS 16221-1/IEC 62109-1 COMPONENTS ABOVE 50KW UP TO 100 KW | 40000 | TEST
4 | 14: IS 16221-1/IEC 62109-1 COMPONENTS UP TO 20KW | 14: IS 16221-1/IEC 62109-1 COMPONENTS UP TO 20KW | 10000 | TEST
4 | 15: IS 16221-1/ IEC 62109-1 SOFTWARE & FIRMWARE PERFORMING SAFETY FUNCTIONS ABOVE 100KW UP TO 200KW | 15: IS 16221-1/ IEC 62109-1 SOFTWARE & FIRMWARE PERFORMING SAFETY FUNCTIONS ABOVE 100KW UP TO 200KW | 6000 | TEST
4 | 15: IS 16221-1/ IEC 62109-1 SOFTWARE & FIRMWARE PERFORMING SAFETY FUNCTIONS ABOVE 50KW UP TO 100KW | 15: IS 16221-1/ IEC 62109-1 SOFTWARE & FIRMWARE PERFORMING SAFETY FUNCTIONS ABOVE 50KW UP TO 100KW | 4000 | TEST
4 | 15: IS 16221-1/IEC 62109-1 SOFTWARE & FIRMWARE PERFORMING SAFETY FUNCTIONS ABOVE 20KW UP TO 50KW | 15: IS 16221-1/IEC 62109-1 SOFTWARE & FIRMWARE PERFORMING SAFETY FUNCTIONS ABOVE 20KW UP TO 50KW | 2000 | TEST
4 | 15: IS 16221-1/IEC 62109-1 SOFTWARE & FIRMWARE PERFORMING SAFETY FUNCTIONS UP TO 20KW | 15: IS 16221-1/IEC 62109-1 SOFTWARE & FIRMWARE PERFORMING SAFETY FUNCTIONS UP TO 20KW | 1000 | TEST
4 | ERED/TRF/01/2020-21 | 15.1-30 A DC INPUT CURRENT COLD PROFILE TESTING | 48000 | TEST
4 | ERED/TRF/01/2020-21 | 15.1-30 A DC INPUT CURRENT HOT PROFILE TESTING | 48000 | TEST
4 | 4.3: IS 16221-1 / IEC 62109-1 THERMAL TESTING- ABOVE 20KW UP TO 50 KW | 4.3: IS 16221-1 / IEC 62109-1 THERMAL TESTING- ABOVE 20KW UP TO 50 KW | 110000 | TEST
4 | 4.3: IS 16221-1 / IEC 62109-1 THERMAL TESTING- ABOVE 50KW UP TO 100KW | 4.3: IS 16221-1 / IEC 62109-1 THERMAL TESTING- ABOVE 50KW UP TO 100KW | 130000 | TEST
4 | 4.3: IS 16221-1 / IEC 62109-1-THERMAL TESTING- ABOVE 100 KW UP TO 200 KW | 4.3: IS 16221-1 / IEC 62109-1-THERMAL TESTING- ABOVE 100 KW UP TO 200 KW | 150000 | TEST
4 | 4.3: IS 16221-1/ IEC 62109-1-THERMAL TESTING UP TO 20 KW | 4.3: IS 16221-1/ IEC 62109-1-THERMAL TESTING UP TO 20 KW | 100000 | TEST
4 | 4.4 : IS 16221-2/IEC 32109-2 - TESTING IN SINGLE FAULT CONDITION ABOVE 20KW-UP TO 50 KW | 4.4 : IS 16221-2/IEC 32109-2 - TESTING IN SINGLE FAULT CONDITION ABOVE 20KW-UP TO 50 KW | 60000 | PER TEST
4 | 4.4 : IS 16221-2/IEC 62109-2 - TESTING IN SINGLE FAULT CONDITION - ABOVE 50KW-UP TO 100 KW. | 4.4 : IS 16221-2/IEC 62109-2 - TESTING IN SINGLE FAULT CONDITION - ABOVE 50KW-UP TO 100 KW. | 80000 | PER TEST
4 | 4.4 :IS 16221-2/IEC 62109-2-TESTING IN SINGLE FAULT CONDITION UPTO 20KW | 4.4 :IS 16221-2/IEC 62109-2-TESTING IN SINGLE FAULT CONDITION UPTO 20KW | 50000 | PER TEST
4 | 4.4: IS 16221-2/IEC 62109-2 - TESTING IN SINGLE FAULT CONDITION - ABOVE 100 KW-UP TO 200 KW. | 4.4: IS 16221-2/IEC 62109-2 - TESTING IN SINGLE FAULT CONDITION - ABOVE 100 KW-UP TO 200 KW. | 100000 | PER TEST
4 | 4.5 IS 16221-1/IEC 62109-1 HUMIDITY PERECONDITIONING -UP TO 20KW | 4.5 IS 16221-1/IEC 62109-1 HUMIDITY PERECONDITIONING -UP TO 20KW | 50000 | TEST
4 | 4.5: IS 16221-1/IEC 62109-1 HUMIDITY PRECONDITIONING-ABOVE 100KW UP TO 200 KW | 4.5: IS 16221-1/IEC 62109-1 HUMIDITY PRECONDITIONING-ABOVE 100KW UP TO 200 KW | 100000 | TEST
4 | 4.5: IS 16221-1/IEC 62109-1 HUMIDITY PRECONDITIONING-ABOVE 20KW UP TO 50KW | 4.5: IS 16221-1/IEC 62109-1 HUMIDITY PRECONDITIONING-ABOVE 20KW UP TO 50KW | 60000 | TEST
4 | 4.5: IS 16221-1/IEC 62109-1 HUMIDITY PRECONDITIONING-ABOVE 50KW UP TO 100KW | 4.5: IS 16221-1/IEC 62109-1 HUMIDITY PRECONDITIONING-ABOVE 50KW UP TO 100KW | 80000 | TEST
4 | 4.6: IS 16221-1/ IEC 62109-1- BACKFEED VOLTAGE PROTECTION-ABOVE 20KW UP TO 50KW | 4.6: IS 16221-1/ IEC 62109-1- BACKFEED VOLTAGE PROTECTION-ABOVE 20KW UP TO 50KW | 20000 | TEST
4 | 4.6: IS 16221-1/IEC 62109-1 BACKFEED VOLTAGE PROTECTION-ABOVE 50KW UP TO 100KW | 4.6: IS 16221-1/IEC 62109-1 BACKFEED VOLTAGE PROTECTION-ABOVE 50KW UP TO 100KW | 40000 | TEST
4 | 4.6: IS 16221-1/IEC 62109-1-BACKFEED VOLTAGE PROTECTION-ABOVE 100KW UP TO 200 KW | 4.6: IS 16221-1/IEC 62109-1-BACKFEED VOLTAGE PROTECTION-ABOVE 100KW UP TO 200 KW | 60000 | TEST
4 | 4.6: IS 16221-1/IEC 62109-1-BACKFEED VOLTAGE PROTECTION-UP TO 20KW | 4.6: IS 16221-1/IEC 62109-1-BACKFEED VOLTAGE PROTECTION-UP TO 20KW | 10000 | TEST
4 | 4.7: IS 16221 - 2/IEC 62109-2 - ELECTRICAL RATINGS TESTS- ABOVE 20 KW-UP TO 50 KW | 4.7: IS 16221 - 2/IEC 62109-2 - ELECTRICAL RATINGS TESTS- ABOVE 20 KW-UP TO 50 KW | 20000 | PER TEST
4 | 4.7: IS 16221-2/ IEC 62109-2 - ELECTRICAL RATINGS TESTS - UPTO 20 KW | 4.7: IS 16221-2/ IEC 62109-2 - ELECTRICAL RATINGS TESTS - UPTO 20 KW | 10000 | PER TEST
4 | 4.7: IS 16221-2/IEC 62109-2 - ELECTRICAL RATINGS TESTS - ABOVE 100 KW-UP TO 200 KW | 4.7: IS 16221-2/IEC 62109-2 - ELECTRICAL RATINGS TESTS - ABOVE 100 KW-UP TO 200 KW | 60000 | PER TEST
4 | 4.7: IS 16221-2/IEC 62109-2 - ELECTRICAL RATINGS TESTS - ABOVE 50 KW-UP TO 100 KW | 4.7: IS 16221-2/IEC 62109-2 - ELECTRICAL RATINGS TESTS - ABOVE 50 KW-UP TO 100 KW | 40000 | PER TEST
4 | 4.8 : is 16221-2/ iec 62109-2 - ADDITIONAL TESTS FOR GRID INTERACTIVE INVERTERS- ABOVE 100 KW-UP TO | 4.8 : is 16221-2/ iec 62109-2 - ADDITIONAL TESTS FOR GRID INTERACTIVE INVERTERS- ABOVE 100 KW-UP TO | 240000 | PER TEST
4 | 4.8: IS 16221-2/ IEC 62109-2 - ADDITIONAL TESTS FOR GRID INTERACTIVE INVERTERS - UP TO 20 KW | 4.8: IS 16221-2/ IEC 62109-2 - ADDITIONAL TESTS FOR GRID INTERACTIVE INVERTERS - UP TO 20 KW | 150000 | PER TEST
4 | 4.8: IS 16221-2/IEC 62109-2 - ADDITIONAL TESTS FOR GRID INTERACTIVE INVERTERS - ABOVE 20 KW - UP TO | 4.8: IS 16221-2/IEC 62109-2 - ADDITIONAL TESTS FOR GRID INTERACTIVE INVERTERS - ABOVE 20 KW - UP TO | 180000 | PER TEST
4 | 4.8: IS 16221-2/IEC 62109-2 ADDITIONAL TESTS FOR GRID INTERACTIVE INVERTERS - ABOVE 50 KW-UP TO 100 | 4.8: IS 16221-2/IEC 62109-2 ADDITIONAL TESTS FOR GRID INTERACTIVE INVERTERS - ABOVE 50 KW-UP TO 100 | 210000 | PER TEST
4 | 5 : IS 16221-2/ IEC 62109-2 - MARKING & DOCUMENTATION - ABOVE 100 KW-UPTO 200 KW | 5 : IS 16221-2/ IEC 62109-2 - MARKING & DOCUMENTATION - ABOVE 100 KW-UPTO 200 KW | 60000 | PER TEST
4 | 5 : IS 16221-2/ IEC 62109-2 -MARKING AND DOCUMENTATION - ABOVE 20 KW - UP TO 50 KW | 5 : IS 16221-2/ IEC 62109-2 -MARKING AND DOCUMENTATION - ABOVE 20 KW - UP TO 50 KW | 20000 | PER TEST
4 | 5 : IS 16221-2/ IEC 62109-2 MARKING AND DOCUMENTATION - ABOVE 50 KW-UP TO 100 KW | 5 : IS 16221-2/ IEC 62109-2 MARKING AND DOCUMENTATION - ABOVE 50 KW-UP TO 100 KW | 40000 | PER TEST
4 | 5: IS 16221-2/ IEC 62109-2 - MARKING AND DOCUMENTATION - UP TO 20 KW | 5: IS 16221-2/ IEC 62109-2 - MARKING AND DOCUMENTATION - UP TO 20 KW | 10000 | PER TEST
4 | MNRE_SPEC | 5.1 - 10 HP SOLAR PV MOTOR PUMP HOT PROFILE TESTING | 60000 | TEST
4 | MNRE_SPEC | 5.1 - 10 HP SOLAR PV MOTOR PUMP REALISTIC TESTING | 60000 | TEST
4 | MNRE_SPEC | 5.1 -10 HP SOLAR PV MOTOR PUMP COLD PROFILE TESTING | 60000 | TEST
4 | ERED/TRF/01/2020-21 | 5.1-10 HP SOLAR PV MOTOR PUMP HOT PROFILE TESTING | 48000 | TEST
4 | ERED/TRF/01/2020-21 | 5.1-10 HP SOLAR PV MOTOR PUMP REALISTIC TESTING | 48000 | TEST
4 | ERED/TFRF/01/2020-21 | 5.1-10 HP SOLAR PV MOTOR-PUMP COLD PROFILE TESTING | 48000 | TEST
4 | ERED/TRF/01/2020-21 | 5.1-10 HP SOLAR PV MOTOR-PUMP HOT PROFILE TESTING | 48000 | TEST
4 | 6: IS 16221-1/IEC 62109-1 ENVIRONMENTAL REQUIREMENTS & CONDITIONS ABOVE 100KW UP TO 200KW | 6: IS 16221-1/IEC 62109-1 ENVIRONMENTAL REQUIREMENTS & CONDITIONS ABOVE 100KW UP TO 200KW | 900000 | TEST
4 | 6: IS 16221-1/IEC 62109-1 ENVIRONMENTAL REQUIREMENTS & CONDITIONS ABOVE 20KW UP TO 50KW | 6: IS 16221-1/IEC 62109-1 ENVIRONMENTAL REQUIREMENTS & CONDITIONS ABOVE 20KW UP TO 50KW | 600000 | TEST
4 | 6: IS 16221-1/IEC 62109-1 ENVIRONMENTAL REQUIREMENTS & CONDITIONS ABOVE 50KW UP TO 100KW | 6: IS 16221-1/IEC 62109-1 ENVIRONMENTAL REQUIREMENTS & CONDITIONS ABOVE 50KW UP TO 100KW | 700000 | TEST
4 | 6: IS 16221-1/IEC 62109-1 ENVIRONMENTAL REQUIREMENTS & CONDITIONS UP TO 20 KW | 6: IS 16221-1/IEC 62109-1 ENVIRONMENTAL REQUIREMENTS & CONDITIONS UP TO 20 KW | 500000 | TEST
4 | 7: IS 16221-1/IEC 62109-1 PROTECTION AAINST ELECTRIC SHOCK & ENERGY HAZARDS ABOVE 100KW UP TO 200KW | 7: IS 16221-1/IEC 62109-1 PROTECTION AAINST ELECTRIC SHOCK & ENERGY HAZARDS ABOVE 100KW UP TO 200KW | 135000 | TEST
4 | 7: IS 16221-1/IEC 62109-1 PROTECTION AGAINST ELECTRIC SHOCK & ENERGY HAZARDS ABOVE 20KW UP TO 50KW | 7: IS 16221-1/IEC 62109-1 PROTECTION AGAINST ELECTRIC SHOCK & ENERGY HAZARDS ABOVE 20KW UP TO 50KW | 85000 | TEST
4 | 7: IS 16221-1/IEC 62109-1 PROTECTION AGAINST ELECTRIC SHOCK & ENERGY HAZARDS ABOVE 50KW UP TO 100KW | 7: IS 16221-1/IEC 62109-1 PROTECTION AGAINST ELECTRIC SHOCK & ENERGY HAZARDS ABOVE 50KW UP TO 100KW | 105000 | TEST
4 | 7: IS 16221-1/IEC 62109-1 PROTECTION AGAINST ELECTRIC SHOCK & ENERGY HAZARDS UP T O 20KW | 7: IS 16221-1/IEC 62109-1 PROTECTION AGAINST ELECTRIC SHOCK & ENERGY HAZARDS UP T O 20KW | 75000 | TEST
4 | 8: IS 16221-1/IEC 62109-1 PROTECTION AGAINST MECHANICAL HAZARDS ABOVE 100KW UP TO 200KW | 8: IS 16221-1/IEC 62109-1 PROTECTION AGAINST MECHANICAL HAZARDS ABOVE 100KW UP TO 200KW | 70000 | TEST
4 | 8: IS 16221-1/IEC 62109-1 PROTECTION AGAINST MECHANICAL HAZARDS ABOVE 20KW UP TO 50KW | 8: IS 16221-1/IEC 62109-1 PROTECTION AGAINST MECHANICAL HAZARDS ABOVE 20KW UP TO 50KW | 30000 | TEST
4 | 8: IS 16221-1/IEC 62109-1 PROTECTION AGAINST MECHANICAL HAZARDS ABOVE 50KW UP TO 100KW | 8: IS 16221-1/IEC 62109-1 PROTECTION AGAINST MECHANICAL HAZARDS ABOVE 50KW UP TO 100KW | 50000 | TEST
4 | 8: IS 16221-1/IEC 62109-1 PROTECTION AGAINST MECHANICAL HAZARDS UP TO 20KW | 8: IS 16221-1/IEC 62109-1 PROTECTION AGAINST MECHANICAL HAZARDS UP TO 20KW | 20000 | TEST
4 | 9: IS 16221-1/IEC 62109-1 PROTECTION AGAINST FIRE HAZARD ABOVE 100KW UP TO 200KW | 9: IS 16221-1/IEC 62109-1 PROTECTION AGAINST FIRE HAZARD ABOVE 100KW UP TO 200KW | 150000 | TEST
4 | 9: IS 16221-1/IEC 62109-1 PROTECTION AGAINST FIRE HAZARD ABOVE 20KW UP TO 50KW | 9: IS 16221-1/IEC 62109-1 PROTECTION AGAINST FIRE HAZARD ABOVE 20KW UP TO 50KW | 110000 | TEST
4 | 9: IS 16221-1/IEC 62109-1 PROTECTION AGAINST FIRE HAZARD ABOVE 50KW UP TO 100KW | 9: IS 16221-1/IEC 62109-1 PROTECTION AGAINST FIRE HAZARD ABOVE 50KW UP TO 100KW | 130000 | TEST
4 | 9: IS 16221-1/IEC 62109-1 PROTECTION AGAINST FIRE HAZARD UP TO 20KW | 9: IS 16221-1/IEC 62109-1 PROTECTION AGAINST FIRE HAZARD UP TO 20KW | 100000 | TEST
4 | ERED/TRF/04/19-20 | a)FRT (b)LVRT (c) HVRT above 500kW and less than 600kW Inverters | 880000 | TEST
4 | ANNEX A: IS 16221-1/IEC 62109-1 MEASUREMENT OF CLEARANCE & CREEPAGE DISTANCES ABOVE 50KW UP TO 100KW | ANNEX A: IS 16221-1/IEC 62109-1 MEASUREMENT OF CLEARANCE & CREEPAGE DISTANCES ABOVE 50KW UP TO 100KW | 40000 | TEST
4 | ANNEX A: IS 16221-1/IEC 62109-1 MEASUREMENT OF CLEARANCES & CREEPAGE DISTANCES ABOVE 20KW UP TO 50KW | ANNEX A: IS 16221-1/IEC 62109-1 MEASUREMENT OF CLEARANCES & CREEPAGE DISTANCES ABOVE 20KW UP TO 50KW | 20000 | TEST
4 | ANNEX A: IS 16221-1/IEC 62109-1 MEASUREMENT OF CLEARANCES & CREEPAGE DISTRANCES UP TO 20KW | ANNEX A: IS 16221-1/IEC 62109-1 MEASUREMENT OF CLEARANCES & CREEPAGE DISTRANCES UP TO 20KW | 10000 | TEST
4 | ANNEX B: IS 16221-1/IEC 62109-1 PROGRAMMABLE EQUIPMENT ABOVE 20KW UP TO 50KW | ANNEX B: IS 16221-1/IEC 62109-1 PROGRAMMABLE EQUIPMENT ABOVE 20KW UP TO 50KW | 20000 | TEST
4 | ANNEX B: IS 16221-1/IEC 62109-1 PROGRAMMABLE EQUIPMENT ABOVE 50KW UP TO 100KW | ANNEX B: IS 16221-1/IEC 62109-1 PROGRAMMABLE EQUIPMENT ABOVE 50KW UP TO 100KW | 40000 | TEST
4 | ANNEX B: IS 16221-1/IEC 62109-1 PROGRAMMABLE EQUIPMENT UP TO 20KW | ANNEX B: IS 16221-1/IEC 62109-1 PROGRAMMABLE EQUIPMENT UP TO 20KW | 10000 | TEST
4 | ANNEX B: IS 16221-1/IEC 62109-1 PROGRAMMABLE EUQIPMENT ABOVE 100KW UP TO 200KW | ANNEX B: IS 16221-1/IEC 62109-1 PROGRAMMABLE EUQIPMENT ABOVE 100KW UP TO 200KW | 70000 | TEST
4 | ANNEX C: IS 16221-1/IEC 62109-1 SYMBOLS TO BE USED IN EQUIPMENT MARKINGS UP TO 20KW | ANNEX C: IS 16221-1/IEC 62109-1 SYMBOLS TO BE USED IN EQUIPMENT MARKINGS UP TO 20KW | 1000 | TEST
4 | ANNEX C: IS 16221-1/IEC 62109-1 SYMBOLS TO BE USED IN EUQIPMENT MARKINGS ABOVE 100KW UP TO 200KW | ANNEX C: IS 16221-1/IEC 62109-1 SYMBOLS TO BE USED IN EUQIPMENT MARKINGS ABOVE 100KW UP TO 200KW | 5000 | TEST
4 | ANNEX C: IS 16221-1/IEC 62109-1 SYMBOLS TO BE USED IN EUQIPMENT MARKINGS ABOVE 20KW UP TO 50KW | ANNEX C: IS 16221-1/IEC 62109-1 SYMBOLS TO BE USED IN EUQIPMENT MARKINGS ABOVE 20KW UP TO 50KW | 2000 | TEST
4 | ANNEX C: IS 16221-1/IEC 62109-1 SYMBOLS TO BE USED IN EUQIPMENT MARKINGS ABOVE 50KW UP TO 100KW | ANNEX C: IS 16221-1/IEC 62109-1 SYMBOLS TO BE USED IN EUQIPMENT MARKINGS ABOVE 50KW UP TO 100KW | 4000 | TEST
4 | ANNEX J: IS 16221-1/IEC 62109-1 ULTRAVIOLET LIGHT CONDITIONING TEST ABOE 20KW UP TO 50KW | ANNEX J: IS 16221-1/IEC 62109-1 ULTRAVIOLET LIGHT CONDITIONING TEST ABOE 20KW UP TO 50KW | 110000 | TEST
4 | ANNEX J: IS 16221-1/IEC 62109-1 ULTRAVIOLET LIGHT CONDITIONING TEST ABOVE 100KW UP TO 200KW | ANNEX J: IS 16221-1/IEC 62109-1 ULTRAVIOLET LIGHT CONDITIONING TEST ABOVE 100KW UP TO 200KW | 160000 | TEST
4 | ANNEX J: IS 16221-1/IEC 62109-1 ULTRAVIOLET LIGHT CONDITIONING TEST ABOVE 50KW UP TO 100KW | ANNEX J: IS 16221-1/IEC 62109-1 ULTRAVIOLET LIGHT CONDITIONING TEST ABOVE 50KW UP TO 100KW | 130000 | TEST
4 | ANNEX J: IS 16221-1/IEC 62109-1 ULTRAVIOLET LIGHT CONDITIONING TEST UP TO 20KW | ANNEX J: IS 16221-1/IEC 62109-1 ULTRAVIOLET LIGHT CONDITIONING TEST UP TO 20KW | 100000 | TEST
4 | ANNEXA : IS 16221-1/IEC 62109-1MEASUREMENT OFCLEARANCES & CREEPAGE DISTANCES ABOVE 100KW UP TO 20KW | ANNEXA : IS 16221-1/IEC 62109-1MEASUREMENT OFCLEARANCES & CREEPAGE DISTANCES ABOVE 100KW UP TO 20KW | 50000 | TEST
4 | BANKER'S COMMISSION IN CASE OF SWIFT TRANSFER | BANKER'S COMMISSION IN CASE OF SWIFT TRANSFER | 42.37 | TEST
4 | ERED/TRF/02/17-18 | CHARGE AND DISCHARGE TEST-BATTERY SYSTEMS | 10000 | TEST
4 | ERED/TRF/02/2020-21 | COMPATIBILITY REPORT FOR SOLAR PV PANELS INTERCHANGEABILITY | 30000 | SET
4 | ERED/1/2020 | CONDITIONING OF SAMPLES IN CLIMATIC/ENVIRONMENTAL CHAMBER OF CAPACITY GREATER THAN 6 CUBIC METER | 4150 | TEST
4 | INS/ACCTS/2017/2002 | CORROSION TEST: SALT SPRAY | 9800 | TEST
4 | ENERGY AUDIT OF 2*500 MW#, BTPS, DEEPNAGAR | ENERGY AUDIT OF 2*500 MW#, BTPS, DEEPNAGAR | 1784000 | TEST
4 | ERED | ENVIRONMENTAL TEST FOR SOLAR INVERTER ABOVE 1 kVA UPTO 5 kVA | 130100 | TEST
4 | ERED | ENVIRONMENTAL TEST FOR SOLAR INVERTER ABOVE 5 kVA UPTO 10 kVA | 156200 | TEST
4 | ERED | ENVIRONMENTAL TEST FOR SOLAR INVERTER UPTO 1 kVA | 92000 | TEST
4 | ERED/TRF/06/19-20 | IEC 61215-2:2016/IS 14286:2016--PVTF MODULE UP TO 500 Wp | 1175000 | TEST
4 | EAIL 4 | INSULATION RESISTANCE | 2100 | TEST
4 | ERED/TRF/03/17-18 | INVERTER ABOVE 100 kW UPTO 200 kW | 320000 | TEST
4 | ERED/TRF/03/17-18 | INVERTER ABOVE 20 kW UPTO 50 kW | 140000 | TEST
4 | ERED/TRF/03/17-18 | INVERTER ABOVE 50 kW UPTO 100 kW | 220000 | TEST
4 | ERED/TRF/03/17-18 | INVERTER UPTO 20 kW | 110000 | TEST
4 | ERED/TRF/03/17-18 | INVERTER ABOVE 100 kW UPTO 200 kW | 230000 | TEST
4 | ERED/TRF/03/17-18 | INVERTER ABOVE 50 kW UPTO 100 kW | 178000 | TEST
4 | ERED/TRF/05/2019-20 | IS 12615 : INDUCTION MOTOR TESTING UP TO 5.5kW | 9000 | TEST
4 | ERED/TRF/05/2019-20 | IS 12615 :CONDUCTING INDUCTION MOTOR TESTING ABOVE 5.5kW & UP TO 11kW | 11500 | TEST
4 | ERED/TRF/05/2019-20 | IS 12615: INDUCTION MOTOR TESTING -ABOVE 45kW and up to 55kW | 35500 | TEST
4 | ERED/TRF/05/2019-20 | IS 12615: INDUCTION MOTOR TESTING ABOVE 22kW AND UP TO 45kW | 25000 | TEST
4 | ERED/TRF/05/2019-20 | IS 12615:INDUCTION MOTOR TESTING ABOVE 11kW & UP TO 22kW | 20500 | TEST
4 | IS 16221-1/IEC 62109 - 1 - ABOVE 50KW UPTO 100 KW - INVERTERS | IS 16221-1/IEC 62109 - 1 - ABOVE 50KW UPTO 100 KW - INVERTERS | 1953000 | TEST
4 | IS 16221-1/IEC 62109-1 ABOVE 100 KW UPTO 200 KW - INVERTERS | IS 16221-1/IEC 62109-1 ABOVE 100 KW UPTO 200 KW - INVERTERS | 2546000 | TEST
4 | IS 16221-1/IEC 62109-1 ABOVE 20 KW UP TO 50 KW - INVERTERS | IS 16221-1/IEC 62109-1 ABOVE 20 KW UP TO 50 KW - INVERTERS | 1509000 | PER TEST
4 | IS 16221-2/IEC 62109-2 ABOVE 100 KW UPTO 200 KW - INVERTERS | IS 16221-2/IEC 62109-2 ABOVE 100 KW UPTO 200 KW - INVERTERS | 470000 | TEST
4 | IS 16221-2/IEC 62109-2 ABOVE 20 KW UPTO 50 KW - INVERTERS | IS 16221-2/IEC 62109-2 ABOVE 20 KW UPTO 50 KW - INVERTERS | 300000 | TEST
4 | IS 16221-2/IEC 62109-2 ABOVE 50 KW UPTO 100 KW - INVERTERS | IS 16221-2/IEC 62109-2 ABOVE 50 KW UPTO 100 KW - INVERTERS | 380000 | TEST
4 | IS 16221-2/IEC 62109-2 UP TO 20 KW - INVERTERS | IS 16221-2/IEC 62109-2 UP TO 20 KW - INVERTERS | 220000 | TEST
4 | IS16221-1/IEC 62109-1 - UP TO 20KW - INVERTERS | IS16221-1/IEC 62109-1 - UP TO 20KW - INVERTERS | 1237000 | PER TEST
4 | EC & DD I | LED LIGHTING SYSTEM | 19200 | TEST
4 | EC & DD I | LED LIGHTING SYSTEM | 23050 | TEST
4 | EC & DD I | LED LIGHTING SYSTEM | 32000 | TEST
4 | ERED/TRF/02/17-18 | LUX MEASUREMENT - LED LIGHTS | 10000 | TEST
4 | ERED/TRF/03(21-2-17) | MEASUREMENT OF FLOW RATE & POWER AT A PARTICULAR HEAD OF SPV PUMPS 0-13 kW(15 HP) | 15000 | TEST
4 | METHOD OF ELECTRICAL & PHOTOMETRIC MEASUREMENTS OF SOLID STATE - 1 W TO 30 W | METHOD OF ELECTRICAL & PHOTOMETRIC MEASUREMENTS OF SOLID STATE - 1 W TO 30 W | 58000 | PER TEST
4 | ERED/TRF/02(16-2-17) | MICRO SOLAR PV PUMPS(0.1 - 0.75 HP) | 45000 | TEST
4 | MINIMUM ORDER VALUE - TESTING OF EQUIPMENT | MINIMUM ORDER VALUE - TESTING OF EQUIPMENT | 10000 | TEST
4 | MINIMUM ORDER VALUE - TESTING OF MATERIALS | MINIMUM ORDER VALUE - TESTING OF MATERIALS | 2400 | TEST
4 | I&P/20-21/ERED/TRF/3 | PID TEST ON SPV MODULE -IEC TS 62804-1:2015 STANDARD | 300000 | TEST
4 | SELF BALLASTED LED LAMPS FOR GENERAL LIGHTING SERVICES 1 W TO 30W | SELF BALLASTED LED LAMPS FOR GENERAL LIGHTING SERVICES 1 W TO 30W | 82500 | PER TEST
4 | SELF-BALLASTED LED LAMPS FOR GENERAL LIGHTING SERVICES 1 W TO 30 W | SELF-BALLASTED LED LAMPS FOR GENERAL LIGHTING SERVICES 1 W TO 30 W | 25000 | PER TEST
4 | EC & DD III | SOLAR HOME LIGHTING SYSTEM | 10150 | TEST
4 | EC & DD III | SOLAR HOME LIGHTING SYSTEM | 12200 | TEST
4 | EC & DD III | SOLAR HOME LIGHTING SYSTEM | 28000 | TEST
4 | EC & DD II | SOLAR LANTERN | 7150 | TEST
4 | EC & DD II | SOLAR LANTERN | 8600 | TEST
4 | EC & DD II | SOLAR LANTERN | 20000 | TEST
4 | ERED/TRF/01/17-18 | SOLAR PHOTOVOLTAIC MODULES | 5000 | TEST
4 | EC & DD IV | SOLAR STREET LIGHTING SYSTEM | 7150 | TEST
4 | EC & DD IV | SOLAR STREET LIGHTING SYSTEM | 8600 | TEST
4 | EC & DD II | SOLAR STREET LIGHTING SYSTEM | 20000 | TEST
4 | SOLID STATE INVERTERS RUN FROM STORAGE BATTERIES SPECIFICATION UP TO 2 KVA | SOLID STATE INVERTERS RUN FROM STORAGE BATTERIES SPECIFICATION UP TO 2 KVA | 218100 | PER TEST
4 | SPECIFICATION FOR TUBULAR FLUORESCENT LAMPS FOR GENERAL LIGHTING - 1 W TO 30 W | SPECIFICATION FOR TUBULAR FLUORESCENT LAMPS FOR GENERAL LIGHTING - 1 W TO 30 W | 86100 | PER TEST
4 | SPECIFICATION FOR TUBULAR FLUORESCENT LAMPS FOR GENERAL LIGHTING - 1 W TO 30 W | SPECIFICATION FOR TUBULAR FLUORESCENT LAMPS FOR GENERAL LIGHTING - 1 W TO 30 W | 6750 | PER TEST
4 | SPECIFICATION FOR TUBULAR FLUORESCENT LAMPS FOR GENERAL LIGHTING - 1 W TO 30 WIS 2418 PART 3: 1977 | SPECIFICATION FOR TUBULAR FLUORESCENT LAMPS FOR GENERAL LIGHTING - 1 W TO 30 WIS 2418 PART 3: 1977 | 2250 | PER TEST
4 | SURGE IMMUNITY TEST FOR THREE PHASE AS PER IS 15844:2010/IS 1644 | SURGE IMMUNITY TEST FOR THREE PHASE AS PER IS 15844:2010/IS 1644 | 16000 | PER TEST
4 | CPRI/I&P/20/ERED/10 | SURGE TESTING UPTO 20KV AS PER IS 14700-4-5/IEC 61000-4-5 | 25000 | TEST
4 | ERED/TRF/02/17-18 | TEST FOR EFFICIENCY AND PROTECTION-CHARGE CONTROLLERS | 10000 | TEST
4 | ERED/TRF/05/061017 | TEST FOR EFFICIENCY AND PROTECTION(LED LIGHTING SYSTEM) | 10000 | TEST
4 | O/O DT.02.11.2011 | TEST ON SOLAR PHOTOVOLTAIC BASED INVERTERS - ABOVE 10 KW | 126750 | TEST
4 | O/O DT.02.11.2011 | TEST ON SOLAR PHOTOVOLTAIC BASED INVERTERS - ABOVE 5 KW TO 10 KW | 80200 | TEST
4 | O/O DT.02.11.2011 | TEST ON SOLAR PHOTOVOLTAIC BASED INVERTERS - UPTO 5 KW | 65000 | TEST
4 | TESTING OF 100kW INVERTER AS PER IS 16169/IEC 62116 STANDARD | TESTING OF 100kW INVERTER AS PER IS 16169/IEC 62116 STANDARD | 291127 | TEST
4 | TESTING OF 100kW INVERTER AS PER IS 16221-2/IEC 62109-2 STANDARD | TESTING OF 100kW INVERTER AS PER IS 16221-2/IEC 62109-2 STANDARD | 2744233 | TEST
4 | TESTING OF 17 KW INVERTER AS PER IS 16169 STANDARD | TESTING OF 17 KW INVERTER AS PER IS 16169 STANDARD | 2000 | TEST
4 | TESTING OF 17 KW INVERTER AS PER IS 16221-2 STANDARD | TESTING OF 17 KW INVERTER AS PER IS 16221-2 STANDARD | 24005 | TEST
4 | TESTING OF 4 KW INVERTER AS PER IS 16169 STANDARD | TESTING OF 4 KW INVERTER AS PER IS 16169 STANDARD | 2000 | TEST
4 | TESTING OF 4 KW INVERTER AS PER IS 16221-2 STANDARD | TESTING OF 4 KW INVERTER AS PER IS 16221-2 STANDARD | 24005 | TEST
4 | TESTING OF 6 KW INVERTER AS PER IS 16169 STANDARD | TESTING OF 6 KW INVERTER AS PER IS 16169 STANDARD | 2000 | TEST
4 | TESTING OF 6 KW INVERTER AS PER IS 16221-2 STANDARD | TESTING OF 6 KW INVERTER AS PER IS 16221-2 STANDARD | 24005 | TEST
4 | TESTING OF 82.8 KW INVERTER AS PER IS 16169 STANDARD | TESTING OF 82.8 KW INVERTER AS PER IS 16169 STANDARD | 3990 | TEST
4 | TESTING OF 82.8 KW INVERTER AS PER IS 16221-2 STANDARD | TESTING OF 82.8 KW INVERTER AS PER IS 16221-2 STANDARD | 37590 | TEST
4 | TESTING OF BATTERY CHARGERS UP TO 220VDC, 100 A SYSTEM AS PER MANUFACTURER SPECIFICATION/IEC 60146 | TESTING OF BATTERY CHARGERS UP TO 220VDC, 100 A SYSTEM AS PER MANUFACTURER SPECIFICATION/IEC 60146 | 95000 | PER TEST
4 | ERED/TRF/01/28-7-15 | TESTING OF DIRECT SOLAR PV PANELS RUN PUMPING SYSTEM(5.1 to 10.0HP) | 80000 | TEST
4 | ERED/TRF/01/28-7-15 | TESTING OF DIRECT SOLAR PV PANELS RUN PUMPING SYSTEM(upto 5.0HP) | 65000 | TEST
4 | TESTING | TESTING OF LED LUMINARIES | 169508 | TEST
4 | TESTING OF LED LUMINARIES AS PER C18,C19, C112 & C115 OF IS 10322 PART 5/SEC.1:2012 RA 2017 | TESTING OF LED LUMINARIES AS PER C18,C19, C112 & C115 OF IS 10322 PART 5/SEC.1:2012 RA 2017 | 106097 | TEST
4 | TESTING OF MICRO STRING SOLAR INVERTER AS PER IS 16169/IEC 62116 STANDARD | TESTING OF MICRO STRING SOLAR INVERTER AS PER IS 16169/IEC 62116 STANDARD | 294939 | NOS
4 | TESTING OF MICRO STRING SOLAR INVERTER AS PER IS 16221-2/IEC 62109-2 STANDARD | TESTING OF MICRO STRING SOLAR INVERTER AS PER IS 16221-2/IEC 62109-2 STANDARD | 2782000 | NOS
4 | ERED/TRF/01/16-17 | TESTING OF SOLAR POWER PACKS(AC/DC) | 72000 | TEST
4 | TRF/07/14.12.2017 | TESTING WITH HOT PROFILE OR COLD PROFILE OR WITH PV PANELS FOR SPV PUMP CAPACITY-0.01-5.0 HP | 32500 | TEST
4 | TRF/07/14.12.2017 | TESTING WITH HOT PROFILE OR COLD PROFILE OR WITH PV PANELS FOR SPV PUMP CAPACITY-5.1-10.0 HP | 40000 | TEST
4 | EV-10-C | THERMAL/HUMIDITY TEST PER DAY (24 HOURS) | 18000 | test
6 | ACCELEROMETER MOUNTING-15743 | ACCELEROMETER MOUNTING-15743 | 72.67 | NOS
6 | EV-3. | CALIBRATION OF ACCELEROMETERS PER SAMPLE | 6200 | TEST
6 | MED-48 | CANTILEVER TEST ON 220 KV CT PORCELAIN | 21500 | TEST
6 | MEVB 12 | CANTILEVER TEST/BENDING TEST | 32250 | TEST
6 | EVRC 1.15 | CHARGES FOR ADDITIONAL/DUPLICATE TEST REPORTS | 500 | COPY
6 | EVRC. 1.15 | CHARGES FOR ADDITIONAL/DUPLICATE TEST REPORTS | 550 | COPY
6 | PAGE 150 | CHARGES FOR ADDITIONAL/DUPLICATE TEST REPORTS | 950 | TEST
6 | EVRC 1.15 | CHARGES FOR ADDITIONAL/DUPLICATE TEST REPORTS | 1000 | COPY
6 | EVRC 1.15 | CHARGES FOR ADDITIONAL/DUPLICATE TEST REPORTS | 1350 | COPY
6 | PAGE 150 | CHARGES FOR ADDITIONAL/DUPLICATE TEST REPORTS | 1450 | TEST
6 | EVRC 1.15 | CHARGES FOR ADDITIONAL/DUPLICATE TEST REPORTS | 1850 | COPY
6 | PAGE 150 | CHARGES FOR ADDITIONAL/DUPLICATE TEST REPORTS | 2000 | TEST
6 | PAGE 150 | CHARGES FOR ADDITIONAL/DUPLICATE TEST REPORTS | 3400 | TEST
6 | EVRC 1.15 | CHARGES FOR ADDITIONAL/DUPLICATE TEST REPORTS | 3550 | COPY
6 | PAGE 147 | CHARGES FOR ADDITIONAL/DUPLICATE TEST REPORTS | 10000 | each
6 | PAGE 150 | CHARGES FOR SEALED CERTIFICATES PER COPY | 2600 | TEST
6 | EVRC 1.15 | CHARGES FOR SEALED CERTIFICATES PER COPY | 2750 | COPY
6 | EV 12 (b) | COMBINED VIBRATION & THERMAL/HUMIDITY TEST-FOR EVERY ADDL. HR. | 5000 | TEST
6 | EV 12 (a) | COMBINED VIBRATION AND THERMAL/HUMIDITY TEST USING VIBRATION TEST SYSTEM AND THERMAL CHAMBER- IST HR | 10000 | TEST
6 | PAGE 151 | CONSULTANCY-ADDITIONAL DIRECTOR / ENGG. OFFICER GR. 6 | 11850 | TEST
6 | PAGE 147 | CONSULTANCY-ADDL. DIRECTOR.ENGG.OFFICER GR.6 | 29650 | TEST
6 | PAGE 151 | CONSULTANCY-DIRECTOR | 12500 | TEST
6 | PAGE 147 | CONSULTANCY-DIRECTOR | 31250 | TEST
6 | PAGE 151 | CONSULTANCY-DIRECTOR GENERAL | 13200 | TEST
6 | PAGE 147 | CONSULTANCY-DIRECTOR GENERAL | 33000 | TEST
6 | PAGE 147 | CONSULTANCY-ENGINEERING OFFICER GR.2 & BELOW | 17500 | TEST
6 | PAGE 147 | CONSULTANCY-ENGINEERING OFFICER GR.3 | 20900 | TEST
6 | PAGE 147 | CONSULTANCY-ENGINEERING OFFICER GR.4 | 22750 | TEST
6 | PAGE 151 | CONSULTANCY-JOINT DIRECTOR / ENGG. OFFICER GR.5 | 11100 | TEST
6 | PAGE 147 | CONSULTANCY-JOINT DIRECTOR/ENGG. OFFICER GR.5 | 27750 | TEST
6 | PAGE 151 | CONSULTANCY-SCIENTIFIC/ENGINEERING OFFICER GR. 2 | 7000 | TEST
6 | PAGE 151 | CONSULTANCY-SCIENTIFIC/ENGINEERING OFFICER GR. 3 | 8350 | TEST
6 | PAGE 151 | CONSULTANCY-SCIENTIFIC/ENGINEERING OFFICER GR. 4 | 9100 | TEST
6 | PSRE 8 | DIELECTRIC TEST/AC POWER FREQUENCY VOLTAGE TEST/HIGH VOLTAGE TEST ON PROTECTIVE RELAYS (FOR 3 POINTS | 2000 | TEST
6 | EV 11b | DROP TEST - FOR SAMPLES WEIGHING BETWEEN 100 AND 200 KG | 12000 | TEST
6 | EV 11a | DROP TEST - FOR SAMPLES WEIGHING UP TO 100 KG | 8000 | TEST
6 | EV 14 (b) | DROP TEST-FOR SAMPLES WEIGHING BETWEEN 100 & 200 KG. | 10000 | TEST
6 | EV 14 (a) | DROP TEST-FOR SAMPLES WEIGHING UPTO 100 KG | 6000 | TEST
6 | SC LAB TEST | DRY POWER FREQUENCY TEST (PER MEASUREMENT) UPTO 100 KV | 700 | TEST
6 | DRY POWER FREQUENCY TEST (ST11-16865) | DRY POWER FREQUENCY TEST (ST11-16865) | 1265 | TEST
6 | SC LAB TEST-ST-11 | DRY POWER FREQUENCY TEST( UP TO100 KV) | 700 | PER MEASUR
6 | SC LAB TEST-ST-11 | DRY POWER FREQUENCY TEST( UP TO100 KV) | 850 | PER MEASUR
6 | MEVB 11 | DYNAMIC CHARACTERISTIC TEST ON DAMPER / DYNAMIC CHARACTERISTIC TEST ON SPACER/SPACER DAMPER SUITABLE | 47950 | TEST
6 | MEVB 11 | DYNAMIC CHARACTERISTIC TEST ON DAMPER / DYNAMIC CHARACTERISTIC TEST ON SPACER/SPACER DAMPER SUITABLE | 47950 | TEST
6 | EV 13 | DYNAMIC TEST | 16000 | TEST
6 | EV13b | DYNAMIC TEST-FOR EVERY ADDITIONAL TEST | 600 | HOUR
6 | EV 5i RESPONSE MEASUREMENT PER CHANNEL- | EV 5i RESPONSE MEASUREMENT PER CHANNEL- | 4000 | NOS
6 | 17094 | EVRC/TRF/01(1)VIB.TEST ON SPECIMENT WEIGHT UPTO 500KGS(PER HOUR)-07/12/20 | 15000 | NOS
6 | EVRC/TRF/01(2) VIB. TEST ON SPECIMENT WEIGHT ABOVE 500 KGS(PER HOUR) | EVRC/TRF/01(2) VIB. TEST ON SPECIMENT WEIGHT ABOVE 500 KGS(PER HOUR) | 20000 | NOS
6 | MEVB 16 | FABRICATION CHARGES FOR FIXTURES PER HOUR | 1700 | HOUR
6 | FUNCTIONAL TEST-I)DRY POWER FREQUENCY TEST-16865 | FUNCTIONAL TEST-I)DRY POWER FREQUENCY TEST-16865 | 15.63 | NOS
6 | SC LAB TEST ST-3 | INSULATION RESISTANCE MEASUREMENT. | 700 | PER MEASUR
6 | SC LAB TEST ST-3 | INSULATION RESISTANCE MEASUREMENT. | 850 | PER MEASUR
6 | PSRE 9 | MEASUREMENT OF INSULATION RESISTANCE/CONTACT REISTANCE TEST ON PROTECTIVE RELAYS | 2000 | TEST
6 | ST-8 | MEASUREMENT OF VOLTAGE-PER MEASUREMENT OF VOLTAGE | 850 | TEST
6 | ST-26A | MILLIVOLT DROP TEST | 1000 | TEST
6 | MILLIVOLT DROP TEST (ST264-17554) | MILLIVOLT DROP TEST (ST264-17554) | 1469.4 | TEST
6 | MILLIVOLT DROP TEST-17554 | MILLIVOLT DROP TEST-17554 | 18.21 | NOS
6 | MINIMUM ORDER VALUE - TESTING OF EQUIPMENT | MINIMUM ORDER VALUE - TESTING OF EQUIPMENT | 10000 | TEST
6 | MINIMUM ORDER VALUE - TESTING OF MATERIALS | MINIMUM ORDER VALUE - TESTING OF MATERIALS | 2400 | TEST
6 | EVRC 1.15 | MINIMUM TST CHARGES FOR CONDUCTING TEST AND ISSUE OF TEST REPORT | 2000 | TEST
6 | EV 8b | MODAL ANALYSIS (FULL SHIFT 8 HRS.) | 30000 | TEST
6 | EV 8a | MODAL ANALYSIS-HALF SHIFT(4 HRS.) | 16000 | TEST
6 | ST-76 | NO LOAD TIME TEST ON CIRCUIT BREAKERS | 500 | TEST
6 | REGISTRATION FEE- TUTORIAL ON VIBRATION AND SEISMIC TESTING OF EQUIPMENT | REGISTRATION FEE- TUTORIAL ON VIBRATION AND SEISMIC TESTING OF EQUIPMENT | 2000 | PERSON
6 | REGISTRATION FEE-TUTORIAL ON VIBRATION AND SEISMIC TESTING | REGISTRATION FEE-TUTORIAL ON VIBRATION AND SEISMIC TESTING | 1500 | PERSON
6 | EVRC/TRF/01(4) | RESONANCE AND SEISMIC TESTS(1/3 Octave) | 135000 | TEST
6 | EVRC/TRF/01(5) | RESONANCE AND SEISMIC TESTS(1/6 Octave) | 270000 | TEST
6 | RESONANCE SEARCH TEST -15742 | RESONANCE SEARCH TEST -15742 | 1450 | NOS
6 | RESONANCE SEARCH TEST (TARIFF:EV5h-15742) | RESONANCE SEARCH TEST (TARIFF:EV5h-15742) | 116614 | TEST
6 | EV 5h | RESONANCE SEARCH TEST/PER HOUR CHARGE | 80000 | TEST
6 | RESONANCE SEARCH TEST/PER HOUR CHARGE-15742 | RESONANCE SEARCH TEST/PER HOUR CHARGE-15742 | 105808.75 | TEST
6 | RESPONSE MEASUREMENT -15743 | RESPONSE MEASUREMENT -15743 | 5567.8 | TEST
6 | RESPONSE MEASUREMENT -15743 | RESPONSE MEASUREMENT -15743 | 72.5 | NOS
6 | RESPONSE MEASUREMENT -15743 | RESPONSE MEASUREMENT -15743 | 72.5 | NOS
6 | RESPONSE MEASUREMENT (TARIFF :EV5i-15743) | RESPONSE MEASUREMENT (TARIFF :EV5i-15743) | 5826 | TEST
6 | RESPONSE MEASUREMENT (TARIFF :EV5i-15743) | RESPONSE MEASUREMENT (TARIFF :EV5i-15743) | 5853 | TEST
6 | EV 6i | RESPONSE MEASUREMENT per channel | 3000 | TEST
6 | EV 5i | RESPONSE MEASUREMENT PER CHANNEL | 4000 | TEST
6 | SEISMIC PERFORMANCE EVALUATION OF CORRODED | RCC FRAMES BY SHAKE TABLE TESTS (S-EVRC/10) | 520149 | TEST
6 | EV 6e | SEISMIC QUALIFICATION TEST USING TRI AXIAL SHAKER SYSTEM-ABOVE 4 TONS & UPTO 6 TONS | 1025000 | TEST
6 | EV 5e | SEISMIC QUALIFICATION TEST USING TRI AXIAL SHAKER SYSTEM-ABOVE 4 TONS & UPTO 6 TONS | 1230000 | TEST
6 | EV 6b | SEISMIC QUALIFICATION TEST USING TRI AXIAL SHAKER SYSTEM-ABOVE 500 KG & UPTO 1 TON | 625000 | TEST
6 | EV 5b | SEISMIC QUALIFICATION TEST USING TRI AXIAL SHAKER SYSTEM-ABOVE 500 KG & UPTO 1 TON | 750000 | TEST
6 | EV 6c(OLD TARIF) | SEISMIC QUALIFICATION TEST USING TRI-AXIAL SHAKER SYSTEM-ABOVE 1 TON & UPTO 2 TONS | 750000 | TEST
6 | EV 5c | SEISMIC QUALIFICATION TEST USING TRI-AXIAL SHAKER SYSTEM-ABOVE 1 TON & UPTO 2 TONS | 900000 | TEST
6 | EV 6d(OLD TARIF) | SEISMIC QUALIFICATION TEST USING TRI-AXIAL SHAKER SYSTEM-ABOVE 2 TONS & UPTO 4 TONS | 900000 | TEST
6 | EV 5d | SEISMIC QUALIFICATION TEST USING TRI-AXIAL SHAKER SYSTEM-ABOVE 2 TONS & UPTO 4 TONS | 1080000 | TEST
6 | EV 6f | SEISMIC QUALIFICATION TEST USING TRI-AXIAL SHAKER SYSTEM-ABOVE 6 TONS & UPTO 8 TONS | 1175000 | TEST
6 | EV 5f | SEISMIC QUALIFICATION TEST USING TRI-AXIAL SHAKER SYSTEM-ABOVE 6 TONS & UPTO 8 TONS | 1410000 | TEST
6 | EV 6g | SEISMIC QUALIFICATION TEST USING TRI-AXIAL SHAKER SYSTEM-ABOVE 8 TONS & UPTO 10 TONS | 1350000 | TEST
6 | EV 5g | SEISMIC QUALIFICATION TEST USING TRI-AXIAL SHAKER SYSTEM-ABOVE 8 TONS & UPTO 10 TONS | 1620000 | TEST
6 | EV 6h | SEISMIC QUALIFICATION TEST USING TRI-AXIAL SHAKER SYSTEM-RESONANCE SEARCH TEST | 65000 | TEST
6 | EV 6a | SEISMIC QUALIFICATION TEST USING TRI-AXIAL SHAKER SYSTEM-UPTO 500 KG | 450000 | TEST
6 | EV 5a | SEISMIC QUALIFICATION TEST USING TRI-AXIAL SHAKER SYSTEM-UPTO 500 KG | 540000 | TEST
6 | SEISMIC QUALIFICATION TEST-15717 | SEISMIC QUALIFICATION TEST-15717 | 19580 | NOS
6 | SEISMIC TEST (TARIFF:EV5c-15718) | SEISMIC TEST (TARIFF:EV5c-15718) | 1092525 | TEST
6 | EVRC/TRF/01(3) | SHOCK TEST | 20000 | TEST
6 | EV 2b | SHOCK TEST - PER SAMPLE ABOVE 30 G PER AXIS | 7000 | TEST
6 | EV-2a | SHOCK TEST - PER SAMPLE UTO 30 G (FOR 3 AXES) | 5800 | TEST
6 | EV 2a | SHOCK TEST - PER SAMPLE UTO 30 G (FOR 3 AXES) | 7000 | TEST
6 | EV 5 | SHOCK TEST ON ENERGY METER (TYPE TEST) | 950 | SAMPLE
6 | EV 4 | SHOCK TEST ON ENERGY METER (TYPE TEST) | 1150 | SAMPLE
6 | EV-I.2b | SHOCK TEST PER SAMPLE - ABOVE 30G | 7000 | TEST
6 | ST8 | ST8 - MEASUREMENT OF VOLTAGE TRANSFORMER | 850 | TEST
6 | ST8 | ST8-MEASURMENT OF VOLTAGE -PER MEASUREMNT OF VOLTAGE | 850 | TEST
6 | STRAIN GAUGE (TARIFF:EV5j-15744 | STRAIN GAUGE (TARIFF:EV5j-15744 | 10959 | TEST
6 | STRAIN GAUGE MOUNTING -15744 | STRAIN GAUGE MOUNTING -15744 | 136.67 | NOS
6 | EV 6j | STRAIN MEASUREMENT PER CHANNEL | 6000 | TEST
6 | EV 5j | STRAIN MEASUREMENT PER CHANNEL | 7500 | TEST
6 | EVRC/TRF/01 | TEMP/HUMIDITY TEST WITHOUT COMBINED VIBRATION | 10800 | TEST
6 | MEVB11 | TESNSILE & COMPRESSIVE TEST ON QUAD SPACER/CANTILER/BENDING TEST | 21500 | TEST
6 | MEVB-17 | TEST CHARGES PER HOUR (for all tests exvept fatigue test) | 3000 | TEST
6 | EV 9b | TEST USING UNIVERSAL TESTING MACHINE - 60 TO 100 TON LOAD | 15000 | TEST
6 | EV 9a | TEST USING UNIVERSAL TESTING MACHINE - UPTO 60 TON LOAD | 7500 | TEST
6 | EV 10 (a ) | TEST USING UNIVERSAL TESTING MACHINE-UP TO 60 TON LOAD | 6000 | TEST
6 | EV 10 (b) | TESTS USING UNIVERSAL TESTING MACHINE-60 TO 100 TON LOAD | 12000 | TEST
6 | EV 10b | THERMAL/HUMIDITY TEST - FOR EVERY ADDITION HOUR | 850 | TEST
6 | EV 10a | THERMAL/HUMIDITY TEST - FOR FIRST FOUR HOURS (MINIMUM) | 4000 | TEST
6 | EV 10c | THERMAL/HUMIDITY TEST - PER DAY (24 HOURS) | 18000 | TEST
6 | EV 11 (b) | THERMAL/HUMIDITY TEST-FOR EVERY ADDITIONAL HOUR | 700 | TEST
6 | EV 11 (a) | THERMAL/HUMIDITY TEST-FOR FIRST 4 HOURS (MINIMUM) | 3300 | TEST
6 | EV11c | THERMAL/HUMIDITY TEST-PER DAY (24 HOURS) | 14300 | TEST
6 | EVRC/TRF/01(1) | VIB. TEST ON SPECIMEN WEIGHT UPTO 500 KGS(PER HOUR) | 15000 | TEST
6 | EVRC/TRF/01(2) | VIB. TEST ON SPECIMENT WEIGHT ABOVE 500 KGS (PER HOUR) | 20000 | TEST
6 | EV 7 | VIBRATION MEASUREMENT | 40000 | PER DAY
6 | EV 4 | VIBRATION TEST ON ENERGY METER (TYPE TEST) | 2350 | SAMPLE
6 | EV 3 | VIBRATION TEST ON ENTERGY METER PER SAMPLE(AS PART OF TYPE TEST ONLY) | 2850 | TEST
6 | EV 8 | VIBRATION TEST USING SINGLE AXIS ACTUATOR SYSTEM | 9000 | 1 HOUR
6 | EV 9 | VIBRATION TEST USING SINGLE AXIS ACTUATOR SYSTEM ( 1 HR.) | 7000 | TEST
6 | EV 1a | VIBRATION TESTS FOR SAMPLES WEIGHING UPTO 100 KGS | 4000 | PER HOUR
6 | EV 1aa | VIBRATION TESTS FOR SAMPLES WEIGHING UPTO 100 KGS | 5000 | TEST
6 | EV 1b | VIBRATION TESTS -FOR SAMPLES WEIGHING BETWEEN 100 - 200 KG | 5250 | PER HOUR
6 | EV 1b | VIBRATION TESTS -FOR SAMPLES WEIGHING BETWEEN 100 - 200 KG | 6500 | PER HOUR
6 | EV 1c | VIBRATION TESTS-RESPONSE MEASUREMENT PER CHANNEL. | 600 | HOUR
6 | EV 1c | VIBRATION TESTS-RESPONSE MEASUREMENT PER CHANNEL. | 750 | HOUR
6 | VOLTAGE MEASUREMENT-21531 | VOLTAGE MEASUREMENT-21531 | 1175.42 | TEST
7 | ST29 | "PULLOUT" TEST ON CONTACTORS AND STARTERS PER POLE | 950 | TEST
7 | ST29 | "PULLOUT" TEST ON CONTACTORS AND STARTERS PER POLE | 950 | TEST
7 | ST29 | "PULLOUT" TEST ON CONTACTORS AND STARTERS PER POLE | 1150 | TEST
7 | HPL | 1 SHORT TIME WITHSTAND CURRENT TEST-230kA FOR 1 SECOND M4.8- 445 | 1495150 | NOS
7 | HPL | 12.5MVA,33/4*0.6kV TRANSFORMER -POST SC INSPECTION-1697 | 25000 | NOS
7 | 12kV, 1250A, 26.3kA GIS | SHORT CIRCUIT TEST -T60 M2.4-16216 | 848950 | TEST
7 | 12kV, 1250A, 26.3kA GIS | ADDITIONAL MVA/kA CHARGES | 13665 | TEST
7 | 12kV, 1250A, 26.3kA GIS | SHORT CIRCUIT TEST CAPACITOR SWITCHING M2.3-16215 | 554750 | TEST
7 | 12kV, 1250A, 26.3kA GIS | MILLIVOLT DROP TEST ST-26-i 16739 | 1000 | TEST
7 | 12kV, 1250A, 26.3kA GIS | NO LOAD TIME TEST ON CIRCUIT BREAKER ST-76-16835 | 500 | TEST
7 | 12kV, 1250A, 26.3kA GIS | DRY POWER FREQUENCY TEST ST-11-16687 | 850 | TEST
7 | 21.6MVA,110/27kV SINGLE PHASE TRACTION TRANSFORMER | POST SC INSPECTION -16972 | 25000 | TEST
7 | 93 | 24 HOURS MECHANICAL STRENGTH TEST | 4450 | TEST
7 | 245 kV POWER CONNECTORS | SHORT TIME WITHSTAND CURRENT TEST -40kA FOR 3 SECOND-M4.2-16227 | 209924 | TEST
7 | 245 kV POWER CONNECTORS | ADDITIONAL MVA/kA CHARGES | 140000 | TEST
7 | 24kV SWITCHGEAR PANEL - FOR ONE CHAMBER | 24kV SWITCHGEAR PANEL - FOR ONE CHAMBER | 17691 | TEST
7 | ST50 | 28 DAYS TEST ON MCB PER DAY PER RATING | 2650 | TEST
7 | ST50 | 28 DAYS TEST ON MCB PER DAY PER RATING | 2650 | TEST
7 | ST50 | 28 DAYS TEST ON MCB PER DAY PER RATING | 3200 | TEST
7 | 65 | 28 DAYS TESTS ON MCB | 2000 | RATING
7 | 5% INCREASE IN TARIFF AS PER POINT NUMBER 3 OF I & P CIRCULAR NO.CPRI/I&P/1/8/TARIFF 2014, DATED 23. | 5% INCREASE IN TARIFF AS PER POINT NUMBER 3 OF I & P CIRCULAR NO.CPRI/I&P/1/8/TARIFF 2014, DATED 23. | 14137.5 | NOS
7 | 5% INCREASE IN TARIFF AS PER POINT NUMBER 3 OF I & P CIRCULAR NO.CPRI/I&P/1/8/TARIFF2014,DATED 23.09 | 5% INCREASE IN TARIFF AS PER POINT NUMBER 3 OF I & P CIRCULAR NO.CPRI/I&P/1/8/TARIFF2014,DATED 23.09 | 10496.2 | NOS
7 | 500kVA,22/0.433kV TRANSFORMER | TRANSFORMERS FOR SHORT CIRCUIT WITHSTAND TEST M5.4-16243 | 214600 | TEST
7 | 500kVA,22/0.433kV TRANSFORMER | THERMAL TEST CHARGES | 21460 | TEST
7 | 500kVA,22/0.433kV TRANSFORMER | MEASUREMENT OF INDUCTANCE ST-69-16814 | 900 | TEST
7 | ADDITIONAL COPY OF REPORT - 16869 | ADDITIONAL COPY OF REPORT - 16869 | 10000 | REPORT
7 | ADDITIONAL COPY OF TEST REPORT | ADDITIONAL COPY OF TEST REPORT | 750 | TEST
7 | ADDITIONAL kA CHARGES | ADDITIONAL kA CHARGES | 50000 | NOS
7 | ADDITIONAL kA CHARGES | ADDITIONAL kA CHARGES | 25000 | NOS
7 | ADDITIONAL KA CHARGES | ADDITIONAL KA CHARGES | 500 | NA
7 | ADDITIONAL TEST REPORT | ADDITIONAL TEST REPORT | 800 | COPY
7 | ADDITIONAL TEST REPORT | ADDITIONAL TEST REPORT | 300 | COPY
7 | O.O. DT.22.10.2007 | ADDL. CHARGES FOR URGENT TESTING - 10% OF BILL VALUE OF REGULAR TEST | 62740 | SERIES
7 | Addl. copy of Test Report | Addl. copy of Test Report | 1050 | Copy
7 | Addl. copy of Test Report | Addl. copy of Test Report | 1000 | Copy
7 | 2084 | Addl. copy of Test Report | 550 | Copy
7 | 2093 | Addl. copy of Test Report | 2100 | Copy
7 | 2093 | Addl. copy of Test Report | 2000 | Copy
7 | 71 | ARRANGEMENT OF FUSE AND DIMENSIONS INCLUDING FUSE BASE AND HOLDER | 240 | TEST
7 | ST56 | ARRANGEMENT OF FUSE AND DIMENSIONS INCLUDING FUSE BASE AND HOLDER-PER TEST/SAMPLE/RATING | 700 | TEST
7 | ST56 | ARRANGEMENT OF FUSE AND DIMENSIONS INCLUDING FUSE BASE AND HOLDER-PER TEST/SAMPLE/RATING | 700 | TEST
7 | ST56 | ARRANGEMENT OF FUSE AND DIMENSIONS INCLUDING FUSE BASE AND HOLDER-PER TEST/SAMPLE/RATING | 850 | TEST
7 | 87 | CALIBRATION OF INSTRUMENTS ON "ROTEK" INSTRUMENTS | 950 | RANGE
7 | 99 | CALIBRATION OF THREE PHASE PRECISION MEASURING INSTRUMENTS | 9350 | TEST
7 | 82 | CERAMIC MATERIAL TEST ON REWIRABLE FUSES | 310 | TEST
7 | ST67 | CERAMIC MATERIAL TEST ON REWIRABLE FUSES-PER TEST | 2650 | TEST
7 | ST67 | CERAMIC MATERIAL TEST ON REWIRABLE FUSES-PER TEST | 2650 | TEST
7 | ST67 | CERAMIC MATERIAL TEST ON REWIRABLE FUSES-PER TEST | 3200 | TEST
7 | 30.1 | CHARGES FOR 2000 OPERATIONS OR PART THEREOF OPERATING CYCLES/HOUR/60 | 2000 | TEST
7 | 1.15 | CHARGES FOR ADDITIONAL /DUPLICATE TEST REPORTS | 3550 | TEST
7 | PAGE 150 | CHARGES FOR ADDITIONAL/DUPLICATE TEST REPORTS | 450 | TEST
7 | PAGE 153 | CHARGES FOR ADDITIONAL/DUPLICATE TEST REPORTS | 500 | TEST
7 | PAGE 153 | CHARGES FOR ADDITIONAL/DUPLICATE TEST REPORTS | 850 | TEST
7 | PAGE 153 | CHARGES FOR ADDITIONAL/DUPLICATE TEST REPORTS | 900 | TEST
7 | PAGE 153 | CHARGES FOR ADDITIONAL/DUPLICATE TEST REPORTS | 1200 | TEST
7 | PAGE 153 | CHARGES FOR ADDITIONAL/DUPLICATE TEST REPORTS | 1300 | TEST
7 | PAGE 153 | CHARGES FOR ADDITIONAL/DUPLICATE TEST REPORTS | 1650 | TEST
7 | PAGE 153 | CHARGES FOR ADDITIONAL/DUPLICATE TEST REPORTS | 1800 | TEST
7 | PAGE 153 | CHARGES FOR ADDITIONAL/DUPLICATE TEST REPORTS | 3050 | TEST
7 | PAGE 153 | CHARGES FOR ADDITIONAL/DUPLICATE TEST REPORTS | 3200 | COPY
7 | PAGE 153 | CHARGES FOR ADDITIONAL/DUPLICATE TEST REPORTS | 500 | TEST
7 | PAGE 153 | CHARGES FOR ADDITIONAL/DUPLICATE TEST REPORTS | 550 | TEST
7 | PAGE 153 | CHARGES FOR ADDITIONAL/DUPLICATE TEST REPORTS | 550 | TEST
7 | 1.15 | CHARGES FOR ADDITIONAL/DUPLICATE TEST REPORTS | 950 | TEST
7 | 1.15 | CHARGES FOR ADDITIONAL/DUPLICATE TEST REPORTS | 1000 | TEST
7 | 1.15 | CHARGES FOR ADDITIONAL/DUPLICATE TEST REPORTS | 1350 | TEST
7 | 1.15 | CHARGES FOR ADDITIONAL/DUPLICATE TEST REPORTS | 1450 | TEST
7 | 1.15 | CHARGES FOR ADDITIONAL/DUPLICATE TEST REPORTS | 1850 | TEST
7 | 1.15 | CHARGES FOR ADDITIONAL/DUPLICATE TEST REPORTS | 2000 | TEST
7 | 1.15 | CHARGES FOR ADDITIONAL/DUPLICATE TEST REPORTS | 3400 | TEST
7 | TARIFF 1.15 | CHARGES FOR ADDL. COPY OF TEST REPORTS - | 2000 | COPY
7 | TARIFF 1.15 | CHARGES FOR ADDL. COPY OF TEST REPORTS - | 10000 | COPY
7 | ST90 | CHARGES FOR EXTRA COPIES - TEST REPORTS ABOVE AN AMOUNT OF 50000/- | 2600 | TEST
7 | ST88 | CHARGES FOR EXTRA COPIES - TEST REPORTS UPTO AN AMOUNT OF RS. 5001 TO 10000/- | 1000 | TEST
7 | ST88 | CHARGES FOR EXTRA COPIES - TEST REPORTS UPTO AN AMOUNT OF RS. 5001 TO 10000/- | 1200 | TEST
7 | ST89 | CHARGES FOR EXTRA COPIES -TEST REPORTS UPTO AN AMOUNT OF RS. 10001 TO 50000/- | 1400 | TEST
7 | ST89 | CHARGES FOR EXTRA COPIES -TEST REPORTS UPTO AN AMOUNT OF RS. 10001 TO 50000/- | 1650 | TEST
7 | ST85 | CHARGES FOR EXTRA COPIES-TEST REPORTS UPTO AN AMOUNT OF RS. 1000/- | 350 | TEST
7 | ST87 | CHARGES FOR EXTRA COPIES-TEST REPORTS UPTO AN AMOUNT OF RS. 1001/- TO 5000/- | 700 | TEST
7 | ST87 | CHARGES FOR EXTRA COPIES-TEST REPORTS UPTO AN AMOUNT OF RS. 1001/- TO 5000/- | 850 | TEST
7 | ST91 | CHARGES FOR SEALED CERTIFICATES PER COPY | 2000 | TEST
7 | ST91 | CHARGES FOR SEALED CERTIFICATES PER COPY | 2350 | TEST
7 | ST14 | COMPOSITE ERROR MEASUREMENT-PER TEST | 700 | TEST
7 | ST14 | COMPOSITE ERROR MEASUREMENT-PER TEST | 700 | TEST
7 | ST14 | COMPOSITE ERROR MEASUREMENT-PER TEST | 850 | TEST
7 | 88.2 | CONDITIONING OF SAMPLE PER DAY | 1500 | SAMPLE
7 | ST48iii | CONDITIONING OF SAMPLE PER DAY OR PART THEREOF | 1600 | TEST
7 | ST48iii | CONDITIONING OF SAMPLE PER DAY OR PART THEREOF | 1650 | SAMPLE
7 | ST48iii | CONDITIONING OF SAMPLE PER DAY OR PART THEREOF | 2000 | SAMPLE
7 | ST48(iii) | CONDITIONING OF SAMPLE PER DAY OR PARTY THEREOF | 1650 | TEST
7 | 1.16 | CONSULTANCY CHARGES - SCIENTIFIC/ ENGG. OFFICER GR.3 | 8350 | DAY
7 | 1.16 | CONSULTANCY CHARGES PER DAY - DIRECTOR | 12500 | DAY
7 | PAGE 151 | CONSULTANCY-ADDITIONAL DIRECTOR | 8950 | TEST
7 | 1.16 | CONSULTANCY-ADDITIONAL DIRECTOR /ENGINEERING OFFICER GR 6 | 11850 | DAY
7 | PAGE 151 | CONSULTANCY-DIRECTOR | 9450 | TEST
7 | PAGE 151 | CONSULTANCY-DIRECTOR GENERAL | 10000 | TEST
7 | 1.16 | CONSULTANCY-DIRECTOR GENERAL | 13200 | DAY
7 | PAGE 154 | CONSULTANCY-JOINT DIRECTOR | 8400 | TEST
7 | 1.16 | CONSULTANCY-JOINT DIRECTOR / ENGINEERING OFFICER GR 5 | 11100 | DAY
7 | PAGE 154 | CONSULTANCY-SCIENTIFIC/ENGINEERING OFFICER GR. 2 | 5250 | TEST
7 | PAGE 154 | CONSULTANCY-SCIENTIFIC/ENGINEERING OFFICER GR. 2 | 5250 | TEST
7 | 1.16 | CONSULTANCY-SCIENTIFIC/ENGINEERING OFFICER GR. 2 | 7000 | DAY
7 | PAGE 154 | CONSULTANCY-SCIENTIFIC/ENGINEERING OFFICER GR. 3 | 6300 | TEST
7 | PAGE 154 | CONSULTANCY-SCIENTIFIC/ENGINEERING OFFICER GR. 4 | 6850 | TEST
7 | 1.16 | CONSULTANCY-SCIENTIFIC/ENGINEERING OFFICER GR. 4 | 9100 | DAY
7 | 97 | CONTACT PERFORMANCE TEST | 2950 | CONTACT/RA
7 | 34.1 | CONTACT RESISTANCE TEST/MILIVOLTDROP TEST | 350 | TEST
7 | 73.1 | CONVENTIONAL FUSING CURRENT ON HRC FUSES | 900 | SAMPLE
7 | 73.2 | CONVENTIONAL FUSING CURRENT ON HRC FUSES | 1400 | SAMPLE
7 | 73.3 | CONVENTIONAL FUSING CURRENT ON HRC FUSES | 1700 | SAMPLE
7 | 75.1 | CONVENTIONAL CABLE OVER LOAD PROTECTION WITH HRC FUSES | 1700 | SAMPLE
7 | 75.2 | CONVENTIONAL CABLE OVER LOAD PROTECTION WITH HRC FUSES | 2550 | SAMPLE
7 | 75.3 | CONVENTIONAL CABLE OVER LOAD PROTECTION WITH HRC FUSES | 3500 | SAMPLE
7 | 75.4 | CONVENTIONAL CABLE OVER LOAD PROTECTION WITH HRC FUSES | 4350 | SAMPLE
7 | ST60iii | CONVENTIONAL CABLE OVER LOAD PROTECTION WITH HRC FUSES-PER TEST-ABOVE 160 AMPS & UPTO 400 AMPS/TEST/ | 3700 | TEST
7 | ST60iii | CONVENTIONAL CABLE OVER LOAD PROTECTION WITH HRC FUSES-PER TEST-ABOVE 160 AMPS & UPTO 400 AMPS/TEST/ | 4550 | TEST
7 | ST60iii | CONVENTIONAL CABLE OVER LOAD PROTECTION WITH HRC FUSES-PER TEST-ABOVE 160 AMPS & UPTO 400 AMPS/TEST/ | 5500 | TEST
7 | ST60iv | CONVENTIONAL CABLE OVER LOAD PROTECTION WITH HRC FUSES-PER TEST-ABOVE 400 AMPS/SAMPLE | 4650 | TEST
7 | ST60iv | CONVENTIONAL CABLE OVER LOAD PROTECTION WITH HRC FUSES-PER TEST-ABOVE 400 AMPS/SAMPLE | 5700 | TEST
7 | ST60iv | CONVENTIONAL CABLE OVER LOAD PROTECTION WITH HRC FUSES-PER TEST-ABOVE 400 AMPS/SAMPLE | 6850 | TEST
7 | ST60ii | CONVENTIONAL CABLE OVER LOAD PROTECTION WITH HRC FUSES-PER TEST-ABOVE 63 AMPS AND UPTO 160 AMPS-PER | 2750 | TEST
7 | ST60ii | CONVENTIONAL CABLE OVER LOAD PROTECTION WITH HRC FUSES-PER TEST-ABOVE 63 AMPS AND UPTO 160 AMPS-PER | 3400 | TEST
7 | ST60ii | CONVENTIONAL CABLE OVER LOAD PROTECTION WITH HRC FUSES-PER TEST-ABOVE 63 AMPS AND UPTO 160 AMPS-PER | 4100 | TEST
7 | ST60i | CONVENTIONAL CABLE OVER LOAD PROTECTION WITH HRC FUSES-PER TEST-UPTO 63 AMPS/SAMPLE | 1800 | TEST
7 | ST60i | CONVENTIONAL CABLE OVER LOAD PROTECTION WITH HRC FUSES-PER TEST-UPTO 63 AMPS/SAMPLE | 2250 | TEST
7 | ST60i | CONVENTIONAL CABLE OVER LOAD PROTECTION WITH HRC FUSES-PER TEST-UPTO 63 AMPS/SAMPLE | 2700 | TEST
7 | 73.4 | CONVENTIONAL FUSING CURRENT ON HRC FUSES | 2100 | SAMPLE
7 | ST58iii | CONVENTIONAL FUSING CURRENT ON HRC FUSES-ABOVE 160 AMPS AND UPTO 400 AMPS/SAMPLE | 2350 | TEST
7 | ST58iii | CONVENTIONAL FUSING CURRENT ON HRC FUSES-ABOVE 160 AMPS AND UPTO 400 AMPS/SAMPLE | 2900 | TEST
7 | ST58iii | CONVENTIONAL FUSING CURRENT ON HRC FUSES-ABOVE 160 AMPS AND UPTO 400 AMPS/SAMPLE | 3500 | TEST
7 | ST58iv | CONVENTIONAL FUSING CURRENT ON HRC FUSES-ABOVE 400 AMPS/SAMPLE | 2850 | TEST
7 | ST58iv | CONVENTIONAL FUSING CURRENT ON HRC FUSES-ABOVE 400 AMPS/SAMPLE | 3500 | TEST
7 | ST58iv | CONVENTIONAL FUSING CURRENT ON HRC FUSES-ABOVE 400 AMPS/SAMPLE | 4200 | TEST
7 | ST58ii | CONVENTIONAL FUSING CURRENT ON HRC FUSES-ABOVE 63 AMPS AND UPTO 160 AMPS/SAMPLE | 1800 | TEST
7 | ST58ii | CONVENTIONAL FUSING CURRENT ON HRC FUSES-ABOVE 63 AMPS AND UPTO 160 AMPS/SAMPLE | 2250 | TEST
7 | ST58ii | CONVENTIONAL FUSING CURRENT ON HRC FUSES-ABOVE 63 AMPS AND UPTO 160 AMPS/SAMPLE | 2700 | TEST
7 | ST58i | CONVENTIONAL FUSING CURRENT ON HRC FUSES-UPTO 63 AMPS/SAMPLE | 1200 | TEST
7 | ST58i | CONVENTIONAL FUSING CURRENT ON HRC FUSES-UPTO 63 AMPS/SAMPLE | 1550 | TEST
7 | ST58i | CONVENTIONAL FUSING CURRENT ON HRC FUSES-UPTO 63 AMPS/SAMPLE | 1900 | TEST
7 | 72.1 | CONVENTIONAL NON FUSING CURRENT ON HRC FUSES | 900 | SAMPLE
7 | 72.2 | CONVENTIONAL NON FUSING CURRENT ON HRC FUSES | 1400 | SAMPLE
7 | 72.3 | CONVENTIONAL NON FUSING CURRENT ON HRC FUSES | 1700 | SAMPLE
7 | 72.4 | CONVENTIONAL NON FUSING CURRENT ON HRC FUSES | 2100 | SAMPLE
7 | ST57iii | CONVENTIONAL NON FUSING CURRENT ON HRC FUSES-ABOVE 160 AMPS AND UPTO 400 AMPS/SAMPLE | 2350 | TEST
7 | ST57iii | CONVENTIONAL NON FUSING CURRENT ON HRC FUSES-ABOVE 160 AMPS AND UPTO 400 AMPS/SAMPLE | 2900 | TEST
7 | ST57iii | CONVENTIONAL NON FUSING CURRENT ON HRC FUSES-ABOVE 160 AMPS AND UPTO 400 AMPS/SAMPLE | 3500 | TEST
7 | ST57iv | CONVENTIONAL NON FUSING CURRENT ON HRC FUSES-ABOVE 400 AMPS/SAMPLE | 2850 | TEST
7 | ST57iv | CONVENTIONAL NON FUSING CURRENT ON HRC FUSES-ABOVE 400 AMPS/SAMPLE | 3500 | TEST
7 | ST57iv | CONVENTIONAL NON FUSING CURRENT ON HRC FUSES-ABOVE 400 AMPS/SAMPLE | 4200 | TEST
7 | ST57ii | CONVENTIONAL NON FUSING CURRENT ON HRC FUSES-ABOVE 63 AMPS & UPTO 160 AMPS/SAMPLE | 1800 | TEST
7 | ST57ii | CONVENTIONAL NON FUSING CURRENT ON HRC FUSES-ABOVE 63 AMPS & UPTO 160 AMPS/SAMPLE | 2250 | TEST
7 | ST57ii | CONVENTIONAL NON FUSING CURRENT ON HRC FUSES-ABOVE 63 AMPS & UPTO 160 AMPS/SAMPLE | 2700 | TEST
7 | ST57i | CONVENTIONAL ON FUSING CURRENT ON HRC FUSES-UPTO 63 AMPS/SAMPLE | 1200 | TEST
7 | ST57i | CONVENTIONAL ON FUSING CURRENT ON HRC FUSES-UPTO 63 AMPS/SAMPLE | 1550 | TEST
7 | ST57i | CONVENTIONAL ON FUSING CURRENT ON HRC FUSES-UPTO 63 AMPS/SAMPLE | 1900 | TEST
7 | COURIER CHARGES | COURIER CHARGES | 250 | NOS
7 | COURIER CHARGES | COURIER CHARGES | 150 | TEST
7 | COURIER CHARGES | COURIER CHARGES | 100 | TEST
7 | COURIER CHARGES | COURIER CHARGES | 200 | TEST
7 | HPL | CRANE CHARGES | 4560 | TEST
7 | CRANE CHARGES | CRANE CHARGES FOR SHIFTING 1.6MVA,2.0MVA TRANSFORMERS | 28320 | TEST
7 | ST 96 | CRANE HIRE CHARGES | 9000 | JOB
7 | CRANE HIRE CHARGES | CRANE HIRE CHARGES | 4000 | TEST
7 | 1.15 C | CRANE HIRE CHARGES | 31876 | LS
7 | 1.15 C | CRANE HIRE CHARGES | 9200 | LS
7 | ST 96 | CRANE HIRE CHARGES | 4633 | JOB
7 | CRANE HIRING CHARGES | CRANE HIRING CHARGES | 4720 | NOS
7 | ST13i | CURRENT ERROR & PHASE DISPLACEMENT MEASUREMENT PER TEST UP TO 36 KV | 700 | TEST
7 | ST13i | CURRENT ERROR & PHASE DISPLACEMENT MEASUREMENT PER TEST UP TO 36 KV | 850 | TEST
7 | ST13iii | CURRENT ERROR & PHASE DISPLACEMENT MEASUREMENT-PER TEST ABOVE 110 KV | 1400 | TEST
7 | ST13iii | CURRENT ERROR & PHASE DISPLACEMENT MEASUREMENT-PER TEST ABOVE 110 KV | 1700 | TEST
7 | ST13ii | CURRENT ERROR & PHASE DISPLACEMENT MEASUREMENT-PER TEST ABOVE 36 KV AND UPTO 72.5 KV | 950 | TEST
7 | ST13ii | CURRENT ERROR & PHASE DISPLACEMENT MEASUREMENT-PER TEST ABOVE 36 KV AND UPTO 72.5 KV | 1150 | TEST
7 | ST-13 | CURRENT ERROR AND PHASE DISPLACEMENT MEASUREMENT | 370 | TEST
7 | ST-13(iii) | CURRENT ERROR AND PHASE DISPLACEMENT MEASUREMENT( ABOVE 110 kV) | 1700 | TEST
7 | 49 | DETERMINATION OF TEST DEVICE | 290 | TEST
7 | DRY P.f.H.V TEST (UP TO 100kV) ST-11/16687 | DRY P.f.H.V TEST (UP TO 100kV) ST-11/16687 | 850 | TEST
7 | 9.02 | DRY POWER FREQUENCY TEST | 1500 | TEST
7 | ST-9.01 | DRY POWER FREQUENCY TEST | 310 | TEST
7 | ST11 | DRY POWER FREQUENCY TEST (PER MEASUREMENT) UP TO 100 KV | 700 | TEST
7 | ST11 | DRY POWER FREQUENCY TEST (PER MEASUREMENT) UP TO 100 KV | 700 | TEST
7 | ST11 | DRY POWER FREQUENCY TEST (PER MEASUREMENT) UP TO 100 KV | 850 | TEST
7 | DRY POWER FREQUENCY TEST ON POLES, FRAME ST-11, 16687 | DRY POWER FREQUENCY TEST ON POLES, FRAME ST-11, 16687 | 850 | NOS
7 | DRY POWER FREQUENCY TEST ON POLES, FRAME ST-11/6687 | DRY POWER FREQUENCY TEST ON POLES, FRAME ST-11/6687 | 850 | NOS
7 | 48 | DURABILITY OF MARKING ON RCCB | 200 | TEST
7 | ST34 | DURABILITY/INDEBILITY OF MARKING | 700 | TEST
7 | ST34 | DURABILITY/INDEBILITY OF MARKING | 700 | TEST
7 | ST34 | DURABILITY/INDEBILITY OF MARKING | 850 | TEST
7 | DYNAMIC ABILITY TO WITHSTAND SHORT CIRCUIT TEST | 315 kVA, 33/0.433 kV THREE PHASE TRANSFORMER, AS PER I & P CHARGES (NO.CPRI/I&P/6/1/FOREIGN/20-21, DT.24.08.20) | 3627 | TEST
7 | 44 | EFFECTIVE EARTHING ON RCCB | 500 | TEST
7 | 44 | EFFECTIVE EARTHING ON RCCB | 490 | TEST
7 | ST24h | ELEC. ENDURANCE TEST - 630A-415V (OPERATING CYCL-240 ) | 2100 | TEST
7 | ST24h | ELEC. ENDURANCE TEST - 630A-415V (OPERATING CYCL-240 ) | 2550 | TEST
7 | ST24 q | ELEC. ENDURANCE TEST - OPERATING CYCLE-EVERY ADDITIONAL 100 OPERATIONS-RATING ABVE 630 AMPS AND UPTO | 5600 | TEST
7 | ST24 q | ELEC. ENDURANCE TEST - OPERATING CYCLE-EVERY ADDITIONAL 100 OPERATIONS-RATING ABVE 630 AMPS AND UPTO | 7100 | TEST
7 | 29.2 | ELEC. ENDURANCE TEST FOR STARTERS/CONTACTORS | 23650 | 2000 OPERA
7 | 30.1 | ELEC. ENDURANCE TEST LV SWITHCES, FURSES, MCBS | 8400 | TEST
7 | 30.2.2 | ELEC. ENDURANCE TEST LV SWITHCES, FUSE SWITHCES, MCBS | 2550 | /ADDL. 100
7 | 30.4.1 | ELEC. ENDURANCE TEST LV SWITHCES, FUSE SWITHCES, MCBS | 11050 | FIRST 100
7 | 30.4.2 | ELEC. ENDURANCE TEST ON LV SWITHCES, FUSE SWITHCES MCBS | 4550 | ADDL. 100
7 | ST24 o | ELEC. ENDURANCE TEST UPTO 630A & 415v (EVERY 2000 OPER./HOUR) | 18250 | TEST
7 | ST24 o | ELEC. ENDURANCE TEST UPTO 630A & 415v (EVERY 2000 OPER./HOUR)-MINIMUM CHARGES | 23050 | TEST
7 | ST24 p | ELEC. ENDURANCE TESTS - OPERATING CYCLE-FIRST 100 OPERATIONS-RATING ABOVE 630 AMPS AND UPTO 800 AMPS | 13500 | TEST
7 | ST24 p | ELEC. ENDURANCE TESTS - OPERATING CYCLE-FIRST 100 OPERATIONS-RATING ABOVE 630 AMPS AND UPTO 800 AMPS | 17050 | TEST
7 | 29.1 | ELECTRICAL ENDURANCE TEST FOR STARTERS/CONTACTORS | 200 | 2000 OPERA
7 | ST24l | ELECTRICAL ENDURANCE TEST - 630 A - 415V - OPERATING CYCLE-2400/HR | 450 | TEST
7 | ST24l | ELECTRICAL ENDURANCE TEST - 630 A - 415V - OPERATING CYCLE-2400/HR | 550 | TEST
7 | ST24j | ELECTRICAL ENDURANCE TEST - 630A - 415V (OPERATING CYCLE-600/HR) | 950 | TEST
7 | ST24j | ELECTRICAL ENDURANCE TEST - 630A - 415V (OPERATING CYCLE-600/HR) | 1150 | TEST
7 | ST24a | ELECTRICAL ENDURANCE TEST - 630A - 415V (OPERATING CYCLES-3/HOUR) | 126150 | TEST
7 | ST24a | ELECTRICAL ENDURANCE TEST - 630A - 415V (OPERATING CYCLES-3/HOUR) | 151400 | TEST
7 | ST24d | ELECTRICAL ENDURANCE TEST - 630A - 415V (OPERATING CYCLES-30/HOUR) | 16050 | TEST
7 | ST24d | ELECTRICAL ENDURANCE TEST - 630A - 415V (OPERATING CYCLES-30/HOUR) | 19300 | TEST
7 | ST24e | ELECTRICAL ENDURANCE TEST - 630A - 415V (OPERATING CYCLES-60/HOUR) | 9000 | TEST
7 | ST24e | ELECTRICAL ENDURANCE TEST - 630A - 415V (OPERATING CYCLES-60/HOUR) | 10800 | TEST
7 | 29.8 | ELECTRICAL ENDURANCE TEST FOR STARTERS/CONTAC TORS | 700 | 2000 OPER
7 | 29 | ELECTRICAL ENDURANCE TEST FOR STARTERS/CONTACTORS | 9700 | 2000 OPER.
7 | 29.1 | ELECTRICAL ENDURANCE TEST FOR STARTERS/CONTACTORS | 78750 | 2000 OPERA
7 | 29.3 | ELECTRICAL ENDURANCE TEST FOR STARTERS/CONTACTORS | 11550 | 2000 OPERA
7 | 29.4 | ELECTRICAL ENDURANCE TEST FOR STARTERS/CONTACTORS | 7900 | 2000 OPER
7 | 29.5 | ELECTRICAL ENDURANCE TEST FOR STARTERS/CONTACTORS | 4000 | 2000 OPER
7 | 29.9 | ELECTRICAL ENDURANCE TEST FOR STARTERS/CONTACTORS | 400 | 2000 OPER
7 | 29.11 | ELECTRICAL ENDURANCE TEST FOR STARTERS/CONTACTORS | 100 | 2000 OPER
7 | 29.13 | ELECTRICAL ENDURANCE TEST FOR STARTERS/CONTACTORS | 100 | 2000 OPERT
7 | 30.2.1 | ELECTRICAL ENDURANCE TEST LV SWITCHES, FUSE SWTICHTES, MCBS | 6650 | 100 OPERA
7 | 30.3.1 | ELECTRICAL ENDURANCE TEST LV SWTICHES, FUSE SWITCHES, MCBS | 8850 | FIRST 100
7 | 30.3.2 | ELECTRICAL ENDURANCE TEST ON LV SWTICHES, FUSE SWITCHES, MCBS | 3800 | ADDL. 100
7 | 42 | ELECTRICAL ENDURANCE TEST ON RCCB/MCB | 8200 | TEST
7 | 29.6 | ELECTRICAL ENDURANCE TEST ON STARTERS/COANTACTORS | 2000 | 2000 OPER
7 | 29.7 | ELECTRICAL ENDURANCE TEST ON STARTERS/COANTACTORS | 1000 | 2000 OPER
7 | 29.11 | ELECTRICAL ENDURANCE TEST ON STARTERS/CONTACTORS | 110 | 2400 OPER
7 | ST24k | ELECTRICAL ENDURANCE TESTS - 630 A - 415V (OPERATING CYCLE-1200) | 550 | TEST
7 | ST24k | ELECTRICAL ENDURANCE TESTS - 630 A - 415V (OPERATING CYCLE-1200) | 700 | TEST
7 | ST24c | ELECTRICAL ENDURANCE TESTS - 630 A - 415V )OPERATING CYCLES-20/HOUR) | 22950 | TEST
7 | ST24c | ELECTRICAL ENDURANCE TESTS - 630 A - 415V )OPERATING CYCLES-20/HOUR) | 27550 | TEST
7 | ST24b | ELECTRICAL ENDURANCE TESTS - 630A - 415 V (OPERATING CYCLES-10/HOUR) | 44650 | TEST
7 | ST24b | ELECTRICAL ENDURANCE TESTS - 630A - 415 V (OPERATING CYCLES-10/HOUR) | 53600 | TEST
7 | ST24m | ELECTRICAL ENDURANCE TESTS - 630A - 415V (OPERATING CYCLE-3000/HR) | 350 | TEST
7 | ST24m | ELECTRICAL ENDURANCE TESTS - 630A - 415V (OPERATING CYCLE-3000/HR) | 450 | TEST
7 | ST24n | ELECTRICAL ENDURANCE TESTS - 630A - 415V (OPERATING CYCLE-3600/HR) | 300 | TEST
7 | ST24n | ELECTRICAL ENDURANCE TESTS - 630A - 415V (OPERATING CYCLE-3600/HR) | 400 | TEST
7 | ST24g | ELECTRICAL ENDURANCE TESTS - 630A - 415V (OPERATING CYCLES-120/HOUR) | 4900 | TEST
7 | ST24g | ELECTRICAL ENDURANCE TESTS - 630A - 415V (OPERATING CYCLES-120/HOUR) | 5900 | TEST
7 | ST24f | ELECTRICAL ENDURANCE TESTS - 630A - 415V (OPERATING CYCLES-90/HOUR) | 6500 | TEST
7 | ST24f | ELECTRICAL ENDURANCE TESTS - 630A - 415V (OPERATING CYCLES-90/HOUR) | 7800 | TEST
7 | 30.4.2 | ELECTRICAL ENDURANCE TESTS- | 9700 | TEST
7 | ST-012 | ELECTRICAL STRENGTH OF TRANSFORMER OIL | 650 | TEST
7 | ST72 | ENERGY METER - STOC TEST - PER SAMPLE | 4400 | TEST
7 | ST72 | ENERGY METER - STOC TEST - PER SAMPLE | 5300 | TEST
7 | 92 | ENERGY METER SHORT TIME OVER CURRENT TEST | 3900 | PER SAMPLE
7 | ST72 | ENERGY METER: SHORT TIME OVER CURRENT TEST-PER SAMPLE | 4400 | TEST
7 | ST-11.3 | FRESH FILTERED OIL | 650 | 5 LTRS/PART THEREOF
7 | ST 72A | FUSES & SIMILAR EQUIP - STOC TESTS/VERIFICATION OF OPERATION AT RATED VOLTAGE - PER SAMPLE | 4200 | TEST
7 | Note 17 | HIGH SPEED FILM/VIDEO | 22950 | SHIFT
7 | Note 17 | HIGH SPEED FILM/VIDEO | 27550 | PER TEST
7 | HIGH SPEED VIDEOGRAPHY | HIGH SPEED VIDEOGRAPHY | 585 | TEST
7 | 40.4 | HIGH VOLTAGE TEST ON RCCB/MCB | 1050 | TEST
7 | 40.3 | HIGH VOLTAGE TEST ON RCCB/MCB | 850 | TEST
7 | 40.1 | HIGH VOLTAGE TEST ON RCCB/MCB | 270 | TEST
7 | 40.2 | HIGH VOLTAGE TEST ON RCCB/MCB | 550 | TEST
7 | 88.1 | HUMIDITY TEST | 1500 | PER DAY/PA
7 | ST70 | HUMIDITY TEST-PER DAY OR PART THEREOF | 2000 | TEST
7 | ST70 | HUMIDITY TEST-PER DAY OR PART THEREOF | 2000 | TEST
7 | ST70 | HUMIDITY TEST-PER DAY OR PART THEREOF | 2400 | TEST
7 | ST15 | I.S.F TEST- PER TEST | 700 | TEST
7 | ST15 | I.S.F TEST- PER TEST | 700 | TEST
7 | ST15 | I.S.F TEST- PER TEST | 850 | TEST
7 | ST-14.02 | I.S.F. TEST | 280 | TEST
7 | 91 | IMPULSE VOLTAGE WITHSTAND TEST UP 35 KV PER SETTING PER CONTACT | 1400 | SAMPLE
7 | 91 | IMPULSE VOLTAGE WITHSTAND TEST | 1400 | PER SETTIN
7 | ST71a | IMPULSE VOLTAGE WITHSTAND TEST FOR TESTING OF ENERGY METER SAMPLE | 2000 | TEST
7 | ST71 | IMPULSE VOLTAGE WITHSTAND TEST UPTO 35 KV/SURGE CURRENT TEST UPTO 3600 A | 1600 | TEST
7 | ST71 | IMPULSE VOLTAGE WITHSTAND TEST UPTO 35 KV/SURGE CURRENT TEST UPTO 3600 A | 1650 | TEST
7 | ST71b | IMPULSE VOLTAGE WITHSTAND TEST UPTO 35KV/SURGE CURRENT TEST UPTO 3600A-PER SAMPLE, PER SETTING PER C | 2400 | TEST
7 | ST82 | INDICATING DEVICE/STRIKER TEST ON FUSES | 3700 | TEST
7 | ST82 | INDICATING DEVICE/STRIKER TEST ON FUSES | 3700 | TEST
7 | ST82 | INDICATING DEVICE/STRIKER TEST ON FUSES | 4450 | TEST
7 | 98 | INDICATING DEVICESTRIKER TST ON FUSES | 2750 | RATING
7 | ST12 | INDUCED OVER VOLTAGE TEST | 2650 | TEST
7 | ST12 | INDUCED OVER VOLTAGE TEST | 2650 | TEST
7 | ST12 | INDUCED OVER VOLTAGE TEST | 3200 | TEST
7 | INDUCED OVER VOLTAGE TEST ST-12/16688 | INDUCED OVER VOLTAGE TEST ST-12/16688 | 3200 | TEST
7 | ST-10 | INDUCED OVER-VOLTAGE TEST UPTO 100 KV | 1600 | TEST
7 | TPI | INSPECTION CHARGES | 25000 | DAY
7 | ST-03 | INSULATION RESISTANCE MEASUREMENT | 500 | TEST
7 | ST3 | INSULATION RESISTANCE MEASUREMENT PER MEASUREMENT | 700 | TEST
7 | ST3 | INSULATION RESISTANCE MEASUREMENT PER MEASUREMENT | 850 | TEST
7 | ST3 | INSULATION RESISTANCE MEASUREMENT- PER MEASUREMENT | 700 | TEST
7 | INSULATION RESISTANCE ST-3/16679 | INSULATION RESISTANCE ST-3/16679 | 850 | TEST
7 | Note 12 | KA CHARGES FOR ADDL. SAMPLES PER KA | 400 | KA
7 | Note 12 | KA /MVA CHARGES FOR ADDL. SAMPLES | 400 | KA
7 | ST-15 | KNEE POINT AND EXCITING CURRENT TEST | 340 | TEST
7 | ST16 | KNEE POINT AND EXCITING CURRENT TEST-PER CORE | 700 | TEST
7 | ST16 | KNEE POINT AND EXCITING CURRENT TEST-PER CORE | 700 | TEST
7 | ST16 | KNEE POINT AND EXCITING CURRENT TEST-PER CORE | 850 | TEST
7 | ST31 | LEAKAGE CURRENT ON SWITCHES, SWITCH DISCONNECTORS, SWITCH FUSE COMBINATION UNITS PER MEASUREMENT | 700 | TEST
7 | ST31 | LEAKAGE CURRENT ON SWITCHES, SWITCH DISCONNECTORS, SWITCH FUSE COMBINATION UNITS PER MEASUREMENT | 700 | TEST
7 | ST31 | LEAKAGE CURRENT ON SWITCHES, SWITCH DISCONNECTORS, SWITCH FUSE COMBINATION UNITS PER MEASUREMENT | 850 | TEST
7 | 38 | LEAKAGE CURRENT ON SWITHCES, SWITCH DISCONNECTORS, SWITCH FUSE COMBINATION UNITS | 160 | MEASUREMEN
7 | 94 | LEAKAGE TEST ON TRANSFORMER | 2350 | TEST
7 | ST73 | LEAKAGE TEST/PRESSURE TEST/VACUUM TEST ON TRANSFORMER | 4550 | TEST
7 | ST73 | LEAKAGE TEST/PRESSURE TEST/VACUUM TEST ON TRANSFORMER | 4550 | TEST
7 | ST73 | LEAKAGE TEST/PRESSURE TEST/VACUUM TEST ON TRANSFORMER | 5500 | TEST
7 | 34.3 | MAGNETIC POWER LOSS TEST | 170 | PER CORE/T
7 | 34.3 | MAGNETIC POWER LOSS TEST-PER CORE PER TEST | 170 | TEST
7 | 47 | MAKING & BREAKING TEST ON RCCB | 5050 | TEST
7 | MEASUREMENT OF % IMPEDANCE ST-7-16683 | MEASUREMENT OF % IMPEDANCE ST-7-16683 | 850 | TEST
7 | ST36 | MEASUREMENT OF BREAK-TIME OF RCCB FOR FIVE MEASUREMENTS AND PART THEREOF | 1400 | TEST
7 | ST36 | MEASUREMENT OF BREAK-TIME OF RCCB FOR FIVE MEASUREMENTS AND PART THEREOF | 1400 | TEST
7 | ST36 | MEASUREMENT OF BREAK-TIME OF RCCB FOR FIVE MEASUREMENTS AND PART THEREOF | 1700 | TEST
7 | ST78 | MEASUREMENT OF CONSUMPTION OF CONTROL CIRCUIT, TRIPPING TEST | 450 | TEST
7 | ST78 | MEASUREMENT OF CONSUMPTION OF CONTROL CIRCUIT, TRIPPING TEST | 450 | TEST
7 | ST78 | MEASUREMENT OF CONSUMPTION OF CONTROL CIRCUIT, TRIPPING TEST | 550 | TEST
7 | ST-23 | MEASUREMENT OF CONSUMPTION OF CONTROL CIRCUITS & TRIPPING DEVICES | 300 | MEASUREMENT
7 | ST79 | MEASUREMENT OF DURATION OF OPENING AND CLOSING COMMAND IMPULSE | 500 | TEST
7 | ST-24 | MEASUREMENT OF DURATION OF OPENING AND CLOSING COMMAND IMPULSE | 320 | MEASUREMENT
7 | ST79 | MEASUREMENT OF DURATION OF OPENING AND CLOSING COMMAND IMPULSE | 500 | TEST
7 | ST79 | MEASUREMENT OF DURATION OF OPENING AND CLOSING COMMAND IMPULSE | 600 | TEST
7 | MEASUREMENT OF FULL LOAD LOSS ST-10/16686 | MEASUREMENT OF FULL LOAD LOSS ST-10/16686 | 850 | TEST
7 | ST-10 | MEASUREMENT OF FULL LOAD LOSSES OF TRANSFORMER | 550 | TEST
7 | ST10 | MEASUREMENT OF FULL LOAD LOSSES OF TRANSFORMER-PER MEASUREMENT | 700 | TEST
7 | ST10 | MEASUREMENT OF FULL LOAD LOSSES OF TRANSFORMER-PER MEASUREMENT | 700 | TEST
7 | ST10 | MEASUREMENT OF FULL LOAD LOSSES OF TRANSFORMER-PER MEASUREMENT | 850 | TEST
7 | MEASUREMENT OF HARMONICS OF NO LOAD CURRENT | MEASUREMENT OF HARMONICS OF NO LOAD CURRENT | 10000 | NOS
7 | ST7 | MEASUREMENT OF IMPEDANCE - PER MEASUREMENT | 700 | TEST
7 | ST-07 | MEASUREMENT OF IMPEDANCE OF TRANSFORMER | 500 | TEST
7 | ST7 | MEASUREMENT OF IMPEDANCE OF TRANSFORMER-PER MEASUREMENT | 700 | TEST
7 | ST7 | MEASUREMENT OF IMPEDANCE OF TRANSFORMER-PER MEASUREMENT | 850 | PER TEST
7 | 86 | MEASUREMENT OF INDUCTANCE BY LCR BRIDGE | 470 | MEASUREMEN
7 | ST69 | MEASUREMENT OF INDUCTANCE BY LCR BRIDGE PER MEASUREMENT | 750 | TEST
7 | ST69 | MEASUREMENT OF INDUCTANCE BY LCR BRIDGE PER MEASUREMENT | 750 | TEST
7 | ST69 | MEASUREMENT OF INDUCTANCE BY LCR BRIDGE PER MEASUREMENT | 900 | TEST
7 | MEASUREMENT OF INDUCTANCE ST-69/16814 | MEASUREMENT OF INDUCTANCE ST-69/16814 | 900 | TEST
7 | 34.2 | MEASUREMENT OF LOW RESISTANCE, MILI VOLT DROP TEST | 600 | TEST
7 | 34.1 | MEASUREMENT OF LOW RESISTANCE, MILIVOLT DROP TEST,CONTACT RESISTANCE | 170 | TEST
7 | ST26b | MEASUREMENT OF LOW RESISTANCE, MILLIVOLT DROP TEST USING DC SOURCE OF 500 A, 200 V AS PER IEC 694/96 | 950 | TEST
7 | ST26b | MEASUREMENT OF LOW RESISTANCE, MILLIVOLT DROP TEST USING DC SOURCE OF 500 A, 200 V AS PER IEC 694/96 | 1200 | TEST
7 | ST26b | MEASUREMENT OF LOW RESISTANCE, MILLIVOLT DROP TEST USING DC SOURCE OF 500 A, 200 V AS PER IEC 694/96 | 1450 | TEST
7 | ST26a | MEASUREMENT OF LOW RESISTANCE,MILLIVOLT DROP TEST USING DC SOURCE OF 100 A, 10 V | 600 | TEST
7 | ST26a | MEASUREMENT OF LOW RESISTANCE,MILLIVOLT DROP TEST USING DC SOURCE OF 100 A, 10 V | 800 | TEST
7 | ST26a | MEASUREMENT OF LOW RESISTANCE,MILLIVOLT DROP TEST USING DC SOURCE OF 100 A, 10 V | 1000 | TEST
7 | MEASUREMENT OF NO LOAD LOSS ST-9/166/85 | MEASUREMENT OF NO LOAD LOSS ST-9/166/85 | 850 | TEST
7 | ST9 | MEASUREMENT OF NO LOAD LOSSES -PER MEASUREMENT | 700 | TEST
7 | ST-07 | MEASUREMENT OF NO LOAD LOSSES OF TRANSFORMER | 290 | TEST
7 | ST9 | MEASUREMENT OF NO LOAD LOSSES OF TRANSFORMER-PER MEASUREMENT | 700 | TEST
7 | ST9 | MEASUREMENT OF NO LOAD LOSSES OF TRANSFORMER-PER MEASUREMENT | 850 | TEST
7 | ST-19 | MEASUREMENT OF OPERATING TIME OF ELECTRICAL RELAY | 260 | MEASUREMEN
7 | ST77 | MEASUREMENT OF RECHARGING TIME OF OPERATING DEVICE | 500 | TEST
7 | ST77 | MEASUREMENT OF RECHARGING TIME OF OPERATING DEVICE | 500 | TEST
7 | ST77 | MEASUREMENT OF RECHARGING TIME OF OPERATING DEVICE | 600 | TEST
7 | ST-22 | MEASUREMENT OF RECHARGING TIME OF THE OPERATING DEVICE | 310 | MEASUREMEN
7 | MEASUREMENT OF RESISTANCE ST-6/16682 | MEASUREMENT OF RESISTANCE ST-6/16682 | 850 | TEST
7 | ST6 | MEASUREMENT OF RESISTANCE-PER MEASUREMENT | 700 | TEST
7 | ST6 | MEASUREMENT OF RESISTANCE-PER MEASUREMENT | 700 | TEST
7 | ST6 | MEASUREMENT OF RESISTANCE-PER MEASUREMENT | 850 | TEST
7 | ST81 | MEASUREMENT OF SNATCH GAP | 600 | TEST
7 | ST-26 | MEASUREMENT OF SNATCH GAP | 390 | MEASUREMENT
7 | ST81 | MEASUREMENT OF SNATCH GAP | 600 | TEST
7 | ST81 | MEASUREMENT OF SNATCH GAP | 750 | TEST
7 | ST8 | MEASUREMENT OF VOLTAGE OF TRANSFORMER-PER MEASUREMENT | 700 | TEST
7 | 6.02 | MEASUREMENT OF VOLTAGE OF TRANSFORMER-PER MEASUREMENT | 290 | TEST
7 | ST8 | MEASUREMENT OF VOLTAGE OF TRANSFORMER-PER MEASUREMENT | 700 | TEST
7 | ST8 | MEASUREMENT OF VOLTAGE OF TRANSFORMER-PER MEASUREMENT | 850 | TEST
7 | ST-27.7 | MECH. ENDURANCE TEST | 650 | 2000 OPERATIONS/PART THEREOF
7 | 28.7 | MECH. ENDURANCE TEST (AT AMBIENT TEMP.) ON HV CBS, SWITCHES, DISCONNECTORS ETC,. | 3150 | CYCLE
7 | 28.3.1 | MECH. ENDURANCE TEST (AT AMBIENT TEMP.) ON HVCBS, SWITCHES, DISCONNECTORS | 6500 | CYCLE
7 | 28.6 | MECH. ENDURANCE TEST (AT AMBIENT TEMPERATURE) ON 11 KV CBS, SWITHCES & DISCONNECTORS ETC,. | 1900 | 200 OPERAT
7 | ST-27.2 | MECH. ENDURANCE TESTS | 14200 | 2000 OPERATIONS/PART THEREOF
7 | ST-28.1 | MECHANCIAL ENDURANCE TEST ON HVCBs, SWITCHES, DISCONNECTORS ETC.., (AT AMBIENT TEMP.) | 7500 | TEST
7 | ST-27.6 | MECHANIAL ENDURANCE TEST | 1300 | 2000 OPERA
7 | ST-27.8 | MECHANICAL ENDURANCE TEST | 500 | 2000 OPERATIONS/PART THEREOF
7 | ST-27.0 | MECHANICAL ENDURANCE TEST | 1900 | TEST
7 | ST-27.0 | MECHANICAL ENDURANCE TEST | 1900 | TEST
7 | ST-27.1 | MECHANICAL ENDURANCE TEST | 48300 | 2000 OPERATIONS/PART THEREOF
7 | ST-27.4 | MECHANICAL ENDURANCE TEST | 4850 | 2000 OPERATIONS/PART THEREOF
7 | ST-27.5 | MECHANICAL ENDURANCE TEST | 2450 | 2000 OPERA
7 | ST -27.9 | MECHANICAL ENDURANCE TEST | 160 | 1200 OPERA
7 | ST-27.10 | MECHANICAL ENDURANCE TEST | 100 | 2000 OPERATIONS/PART THEREOFF
7 | ST-27.11 | MECHANICAL ENDURANCE TEST | 100 | 2000 OPERA
7 | ST-21.0 | MECHANICAL ENDURANCE TEST | 5550 | TEST
7 | ST24i | MECHANICAL ENDURANCE TEST - 630A - 415V - OPERATING CYCLE-360/HR) | 1750 | TEST
7 | ST24i | MECHANICAL ENDURANCE TEST - 630A - 415V - OPERATING CYCLE-360/HR) | 2100 | TEST
7 | ST21n | MECHANICAL ENDURANCE TEST -(RATED UPTO 1000 V) MIN. TEST CHARGES | 7800 | TEST
7 | ST-28.2 | MECHANICAL ENDURANCE TEST (AT AMBIENT TEMP.) | 8750 | TEST
7 | ST-28.3 | MECHANICAL ENDURANCE TEST (AT AMBIENT TEMP.). | 17350 | 200 OPERATIONS/PART THEREOF
7 | ST23d | MECHANICAL ENDURANCE TEST (AT AMBIENT TEMPERATURE-ABOVE 12 KV UPTO 36 KV RATING | 9200 | TEST
7 | ST23d | MECHANICAL ENDURANCE TEST (AT AMBIENT TEMPERATURE-ABOVE 12 KV UPTO 36 KV RATING | 11250 | TEST
7 | ST23d | MECHANICAL ENDURANCE TEST (AT AMBIENT TEMPERATURE-ABOVE 12 KV UPTO 36 KV RATING | 13500 | TEST
7 | ST21n | MECHANICAL ENDURANCE TEST (RATED UPTO 1000 V) MINIMUM TEST CHARGES | 6500 | TEST
7 | ST-21h | MECHANICAL ENDURANCE TEST (RATED UPTO 1000V) WITH FREQ. OF 300 OPER. PER HOUR | 750 | TEST
7 | ME1 | MECHANICAL ENDURANCE TEST 1000 (CLOSE OPEN CYCLES) OPERATIONS (72kV & upto 145KV RATING ISOLATOR/DIS | 100000 | Nos.
7 | ME2 | MECHANICAL ENDURANCE TEST 10000 (CLOSE-OPEN CYCLES) OPERATIONS | 300000 | Nos
7 | ST23c | MECHANICAL ENDURANCE TEST FOR EVERY 200 0PER.(AT AMBIENT TEMPERATURE)-ABOVE 1 KV UPTO 12 KV RATING | 9650 | TEST
7 | ST23c | MECHANICAL ENDURANCE TEST FOR EVERY 200 0PER.(AT AMBIENT TEMPERATURE)-ABOVE 1 KV UPTO 12 KV RATING | 11600 | TEST
7 | SC23e | MECHANICAL ENDURANCE TEST FOR EVERY 200 OPER.(AT AMBIENT TEMPERATURE)-ABOVE 36 KV RATING | 22250 | TEST
7 | SC23e | MECHANICAL ENDURANCE TEST FOR EVERY 200 OPER.(AT AMBIENT TEMPERATURE)-ABOVE 36 KV RATING | 26700 | TEST
7 | 79 | MECHANICAL ENDURANCE TEST ON REWIRABLE FUSES | 280 | TEST
7 | ST64 | MECHANICAL ENDURANCE TEST ON REWIREABLE FUSES-PER RATING | 850 | TEST
7 | ST64 | MECHANICAL ENDURANCE TEST ON REWIREABLE FUSES-PER RATING | 850 | TEST
7 | ST64 | MECHANICAL ENDURANCE TEST ON REWIREABLE FUSES-PER RATING | 1050 | TEST
7 | SC21a | MECHANICAL ENDURANCE TEST- (EQUIPMENT RATED UPTO 1000 V)WITH FREQUENCY OF 3 OPERATIONS/HR. | 60900 | TEST
7 | SC21a | MECHANICAL ENDURANCE TEST- (EQUIPMENT RATED UPTO 1000 V)WITH FREQUENCY OF 3 OPERATIONS/HR. | 73900 | TEST
7 | ST21a | MECHANICAL ENDURANCE TEST- (EQUIPMENT RATED UPTO 1000 V)WITH FREQUENCY OF 3 OPERATIONS/HR. | 88700 | TEST
7 | ST23a | MECHANICAL ENDURANCE TEST-ABOVE 1 KV UPTO 12 KV RATING | 7900 | TEST
7 | ST23a | MECHANICAL ENDURANCE TEST-ABOVE 1 KV UPTO 12 KV RATING | 9650 | TEST
7 | ST23a | MECHANICAL ENDURANCE TEST-ABOVE 1 KV UPTO 12 KV RATING | 11600 | TEST
7 | ST23b | MECHANICAL ENDURANCE TEST-ABOVE 12 KV UPTO 36 KV RATING | 9200 | TEST
7 | ST23b | MECHANICAL ENDURANCE TEST-ABOVE 12 KV UPTO 36 KV RATING | 11250 | TEST
7 | ST23b | MECHANICAL ENDURANCE TEST-ABOVE 12 KV UPTO 36 KV RATING | 13500 | TEST
7 | ST23f | MECHANICAL ENDURANCE TEST-FOR EVERY ADDL. 200 OPERATION OR PART THEREOF-ABOVE 1 KV UPTO 12 KV RATING | 2000 | TEST
7 | SC23f | MECHANICAL ENDURANCE TEST-FOR EVERY ADDL. 200 OPERATION OR PART THEREOF-ABOVE 1 KV UPTO 12 KV RATING | 2500 | TEST
7 | SC23f | MECHANICAL ENDURANCE TEST-FOR EVERY ADDL. 200 OPERATION OR PART THEREOF-ABOVE 1 KV UPTO 12 KV RATING | 3000 | TEST
7 | ST23h | MECHANICAL ENDURANCE TEST-FOR EVERY ADDL.200 OPERATIONS OR PART THEREOF-ABOVE 36 KV RATING | 6800 | TEST
7 | ST23h | MECHANICAL ENDURANCE TEST-FOR EVERY ADDL.200 OPERATIONS OR PART THEREOF-ABOVE 36 KV RATING | 8300 | TEST
7 | ST23h | MECHANICAL ENDURANCE TEST-FOR EVERY ADDL.200 OPERATIONS OR PART THEREOF-ABOVE 36 KV RATING | 10000 | TEST
7 | ST23c | MECHANICAL ENDURANCE TEST(AT AMBIENT TEMPERATURE)-ABOVE 1 KV UPTO 12 KV RATING | 7900 | TEST
7 | ST23e | MECHANICAL ENDURANCE TEST(AT AMBIENT TEMPERATURE)-ABOVE 36 KV RATING | 18250 | TEST
7 | ST21d | MECHANICAL ENDURANCE TEST(EQUIPMENT RATED UPTO 1000 v)-WITH FREQUENCY OF 30 OPERATION PER HOUR | 6450 | TEST
7 | ST21d | MECHANICAL ENDURANCE TEST(EQUIPMENT RATED UPTO 1000 v)-WITH FREQUENCY OF 30 OPERATION PER HOUR | 7500 | TEST
7 | ST21d | MECHANICAL ENDURANCE TEST(EQUIPMENT RATED UPTO 1000 v)-WITH FREQUENCY OF 30 OPERATION PER HOUR | 9500 | TEST
7 | ST21h | MECHANICAL ENDURANCE TEST(EQUIPMENT RATED UPTO 1000V)-WITH FREQUENCY OF 300 OPERATION PER HOUR | 700 | TEST
7 | ST21h | MECHANICAL ENDURANCE TEST(EQUIPMENT RATED UPTO 1000V)-WITH FREQUENCY OF 300 OPERATION PER HOUR | 900 | TEST
7 | ST21h | MECHANICAL ENDURANCE TEST(EQUIPMENT RATED UPTO 1000V)-WITH FREQUENCY OF 300 OPERATION PER HOUR | 1100 | TEST
7 | ST23g | MECHANICAL ENDURANCE TEST(FOR EVERY ADDL.200 OPERATION OR PART THEREOF-ABOVE 12KV UPTO36KV RATING | 3350 | TEST
7 | ST23g | MECHANICAL ENDURANCE TEST(FOR EVERY ADDL.200 OPERATION OR PART THEREOF-ABOVE 12KV UPTO36KV RATING | 4150 | TEST
7 | ST23g | MECHANICAL ENDURANCE TEST(FOR EVERY ADDL.200 OPERATION OR PART THEREOF-ABOVE 12KV UPTO36KV RATING | 5000 | TEST
7 | ST-27.3 | MECHANICAL ENDURANCE TESTS | 7350 | 2000 OPERATIONS/PART THEREOF
7 | ST83 | MECHANICAL ENDURANCE TESTS ON OLTC-FIRST 20000 OPERATIONS | 38300 | TEST
7 | ST83 | MECHANICAL ENDURANCE TESTS ON OLTC-FIRST 20000 OPERATIONS | 38300 | TEST
7 | ST83 | MECHANICAL ENDURANCE TESTS ON OLTC-FIRST 20000 OPERATIONS | 46000 | TEST
7 | ST21k | MECHANICAL ENDURANCE TESTS-(EQUIPMENT RATED UPTO 1000 V)-WITH FREQUENCY OF 1200 OPERATION PER HOUR | 600 | TEST
7 | ST21l | MECHANICAL ENDURANCE TESTS-(EQUIPMENT RATED UPTO 1000 V)-WITH FREQUENCY OF 2400 OPERATION PER HOUR | 450 | TEST
7 | ST21m | MECHANICAL ENDURANCE TESTS-(EQUIPMENT RATED UPTO 1000 V)-WITH FREQUENCY OF 3600 OPERATION PER HOUR | 400 | TEST
7 | ST21i | MECHANICAL ENDURANCE TESTS-(EQUIPMENT RATED UPTO 1000 V)-WITH FREQUENCY OF 600 OPERATION PER HOUR | 1000 | TEST
7 | SC21j | MECHANICAL ENDURANCE TESTS-(EQUIPMENT RATED UPTO 1000 V)-WITH FREQUENCY OF 900 OPERATION PER HOUR | 450 | TEST
7 | ST21j | MECHANICAL ENDURANCE TESTS-(EQUIPMENT RATED UPTO 1000 V)-WITH FREQUENCY OF 900 OPERATION PER HOUR | 600 | TEST
7 | ST21j | MECHANICAL ENDURANCE TESTS-(EQUIPMENT RATED UPTO 1000 V)-WITH FREQUENCY OF 900 OPERATION PER HOUR | 750 | TEST
7 | SC21m | MECHANICAL ENDURANCE TESTS-EQUIPEMT RATED UPTO 1000 V-WITH FREQUENCY OF 3600 OPERATION PER HOUR | 150 | TEST
7 | ST21m | MECHANICAL ENDURANCE TESTS-EQUIPEMT RATED UPTO 1000 V-WITH FREQUENCY OF 3600 OPERATION PER HOUR | 300 | TEST
7 | SC21l | MECHANICAL ENDURANCE TESTS-EQUIPMENT RATED UPTO 1000 V-WITH FREQUENCY OF 2400 OPERATION PER HOUR | 200 | TEST
7 | SC21l | MECHANICAL ENDURANCE TESTS-EQUIPMENT RATED UPTO 1000 V-WITH FREQUENCY OF 2400 OPERATION PER HOUR | 350 | TEST
7 | SC21k | MECHANICAL ENDURANCE TESTS-EQUIPMENT RATED UPTO 1000 V-WITH FREQUENCY OF1200 OPERATION PER HOUR | 350 | TEST
7 | ST21k | MECHANICAL ENDURANCE TESTS-EQUIPMENT RATED UPTO 1000 V-WITH FREQUENCY OF1200 OPERATION PER HOUR | 500 | TEST
7 | ST21g | MECHANICAL ENDURANCE TESTS-EQUIPMENT RATED UPTO 1000 V)-WITH FREQUENCY OF 240 OPERATION PER HOUR | 1200 | TEST
7 | ST21g | MECHANICAL ENDURANCE TESTS-EQUIPMENT RATED UPTO 1000 V)-WITH FREQUENCY OF 240 OPERATION PER HOUR | 1550 | TEST
7 | ST21g | MECHANICAL ENDURANCE TESTS-EQUIPMENT RATED UPTO 1000 V)-WITH FREQUENCY OF 240 OPERATION PER HOUR | 1900 | TEST
7 | ST21e | MECHANICAL ENDURANCE TESTS-EQUIPMENT RATED UPTO 1000 V)-WITH FREQUENCY OF60 OPERATION PER HOUR | 3500 | TEST
7 | ST21e | MECHANICAL ENDURANCE TESTS-EQUIPMENT RATED UPTO 1000 V)-WITH FREQUENCY OF60 OPERATION PER HOUR | 4350 | TEST
7 | ST21e | MECHANICAL ENDURANCE TESTS-EQUIPMENT RATED UPTO 1000 V)-WITH FREQUENCY OF60 OPERATION PER HOUR | 5250 | TEST
7 | ST21f | MECHANICAL ENDURANCE TESTS.(EQUIPMENT RATED UPTO 1000v)-WITH FREQUENCY OF 120 OPERATION PER HOUR | 1800 | TEST
7 | ST21f | MECHANICAL ENDURANCE TESTS.(EQUIPMENT RATED UPTO 1000v)-WITH FREQUENCY OF 120 OPERATION PER HOUR | 2250 | TEST
7 | ST21f | MECHANICAL ENDURANCE TESTS.(EQUIPMENT RATED UPTO 1000v)-WITH FREQUENCY OF 120 OPERATION PER HOUR | 2700 | TEST
7 | ST21i | MECHANICAL ENDURANCE TESTS(EQUIPMENT RATED UPTO 1000 V)-WITH FREQUENCY OF 600 OPERATION PER HOUR | 600 | TEST
7 | ST21i | MECHANICAL ENDURANCE TESTS(EQUIPMENT RATED UPTO 1000 V)-WITH FREQUENCY OF 600 OPERATION PER HOUR | 800 | TEST
7 | ST21c | MECHANICAL ENDURANCE TESTS(EQUIPMENT RATED UPTO 1000 V)-WITH FRQUENCY OF 20 OPERATION PER HOUR | 9450 | TEST
7 | ST21c | MECHANICAL ENDURANCE TESTS(EQUIPMENT RATED UPTO 1000 V)-WITH FRQUENCY OF 20 OPERATION PER HOUR | 11500 | TEST
7 | ST21c | MECHANICAL ENDURANCE TESTS(EQUIPMENT RATED UPTO 1000 V)-WITH FRQUENCY OF 20 OPERATION PER HOUR | 13800 | TEST
7 | SC21b | MECHANICAL ENDURANCE TESTS(EQUIPMENT RATED UPTO 1000V)-WITH FRQUENCY OF 10 OPERATION PER HOUR | 17850 | TEST
7 | SC21b | MECHANICAL ENDURANCE TESTS(EQUIPMENT RATED UPTO 1000V)-WITH FRQUENCY OF 10 OPERATION PER HOUR | 21700 | TEST
7 | ST21b | MECHANICAL ENDURANCE TESTS(EQUIPMENT RATED UPTO 1000V)-WITH FRQUENCY OF 10 OPERATION PER HOUR | 26050 | TEST
7 | ST84 | MECHANICAL INDURANCE TESTS ON OLTC-ADDITIONAL 20000 OPERATIONS | 15350 | TEST
7 | ST84 | MECHANICAL INDURANCE TESTS ON OLTC-ADDITIONAL 20000 OPERATIONS | 15350 | TEST
7 | ST84 | MECHANICAL INDURANCE TESTS ON OLTC-ADDITIONAL 20000 OPERATIONS | 18450 | TEST
7 | 77 | MECHANICAL STRENGTH OF FUSE HOLDER | 250 | SAMPLE
7 | 77 | MECHANICAL STRENGTH OF FUSE HOLDER | 210 | TEST
7 | ST62 | MECHANICAL STRENGTH OF FUSES-PER SAMPLE | 700 | TEST
7 | ST62 | MECHANICAL STRENGTH OF FUSES-PER SAMPLE | 700 | TEST
7 | ST62 | MECHANICAL STRENGTH OF FUSES-PER SAMPLE | 850 | TEST
7 | MILLIVOLT DROP TEST ST-26-1-16739 | MILLIVOLT DROP TEST ST-26-1-16739 | 1000 | NOS
7 | MILLIVOLT DROP TEST ST-26-i-16739 | MILLIVOLT DROP TEST ST-26-i-16739 | 1000 | NOS
7 | ST24 o | MINIMUM CHARGES | 15750 | TEST
7 | MINIMUM ORDER VALUE - TESTING OF EQUIPMENT | MINIMUM ORDER VALUE - TESTING OF EQUIPMENT | 10000 | TEST
7 | PAGE 150 | MINIMUM TEST CHARGES | 1700 | TEST
7 | SC21n | MINIMUM TEST CHARGES | 5250 | TEST
7 | TARIFF 1.15 | MINIMUM TEST CHARGES | 1900 | TEST
7 | TARIFF 1.15 | MINIMUM TEST CHARGES (TEST & ISSUE OF TEST REPORTS) | 2400 | EACH
7 | Note 12 | MVA CHARGES FOR ADDL SAMPLES | 250 | MVA
7 | Note 12 | MVA CHARGES FOR ADDL SAMPLES | 250 | MVA
7 | Note 12 | MVA CHARGES FOR ADDL SAMPLES | 300 | MVA
7 | Note 12 | MVA CHARGES FOR ADDL. SAMPLES WITHIN THE SHIFT | 400 | MVA
7 | Note 12 | MVA CHARGES FOR ADDL. SAMPLES WITHIN THE SHIFT | 400 | MVA
7 | Note 12 | MVA CHARGES FOR ADDL. SAMPLES WITHIN THE SHIFT | 500 | kA
7 | 4.02 | NEUTRAL CURRENT MEASUREMENT | 290 | TEST
7 | ST5 | NEUTRAL CURRENT TEST PER MEASUREMENT | 700 | TEST
7 | ST-05 | NEUTRAL CURRENT TEST PER MEASUREMENT | 500 | TEST
7 | ST5 | NEUTRAL CURRENT TEST PER MEASUREMENT | 700 | TEST
7 | ST5 | NEUTRAL CURRENT TEST PER MEASUREMENT | 850 | TEST
7 | ST74vi | NO LOAD AND LOAD LOSS MEASUREMENT OF TRANSFORMER -RATINGS FROM 16001 KVA TO 25000 KVA | 76250 | TEST
7 | ST74vi | NO LOAD AND LOAD LOSS MEASUREMENT OF TRANSFORMER -RATINGS FROM 16001 KVA TO 25000 KVA | 91500 | TEST
7 | ST74i | NO LOAD & LOAD LOSS MEASUREMENT OF TRANSFORMER -RATINGS FROM 5 KVA TO 630 KVA | 6300 | TEST
7 | ST74i | NO LOAD & LOAD LOSS MEASUREMENT OF TRANSFORMER -RATINGS FROM 5 KVA TO 630 KVA | 7750 | TEST
7 | ST74i | NO LOAD & LOAD LOSS MEASUREMENT OF TRANSFORMER -RATINGS FROM 5 KVA TO 630 KVA | 9300 | TEST
7 | ST74vi | NO LOAD AND LOAD LOSS MEASUREMENT OF TRANSFORMER -RATINGS FROM 16001 KVA TO 25000 KVA | 62850 | TEST
7 | ST74ii | NO LOAD AND LOAD LOSS MEASUREMENT OF TRANSFORMER -RATINGS FROM 631 KVA TO 1600 KVA | 11650 | TEST
7 | ST74ii | NO LOAD AND LOAD LOSS MEASUREMENT OF TRANSFORMER -RATINGS FROM 631 KVA TO 1600 KVA | 14200 | TEST
7 | ST74ii | NO LOAD AND LOAD LOSS MEASUREMENT OF TRANSFORMER -RATINGS FROM 631 KVA TO 1600 KVA | 17050 | TEST
7 | 95.1 | NO LOAD AND LOAD LOSS MEASUREMENT OF TRANSFORMER FOR THE TEST CARRIED OUT SEPARATELY FOR THE RATING | 5600 | TEST
7 | 95.2 | NO LOAD AND LOAD LOSS MEASUREMENT OF TRANSFORMER FOR THE TEST CARRIED OUT SEPARATELY FOR THE RATING | 11050 | MEASUREMEN
7 | 95.3 | NO LOAD AND LOAD LOSS MEASUREMENT OF TRANSFORMER FOR THE TEST CARRIED OUT SEPARATELY FOR THE RATING | 22050 | MEASUREMEN
7 | 95.4 | NO LOAD AND LOAD LOSS MEASUREMENT OF TRANSFORMER FOR THE TEST CARRIED OUT SEPARATELY FOR THE RATING | 31500 | MEASUREMEN
7 | ST74iv | NO LOAD AND LOAD LOSS MEASUREMENT OF TRANSFORMER-RATINGS FROM 5001 KVA TO 10000 KVA | 34800 | TEST
7 | ST74iv | NO LOAD AND LOAD LOSS MEASUREMENT OF TRANSFORMER-RATINGS FROM 5001 KVA TO 10000 KVA | 42300 | TEST
7 | ST74iv | NO LOAD AND LOAD LOSS MEASUREMENT OF TRANSFORMER-RATINGS FROM 5001 KVA TO 10000 KVA | 50800 | TEST
7 | ST74vii | NO LOAD AND LOAD LOSS MEASUREMENT OF TRANSFORMER-RATINGS ABOVE 25000 KVA | 72800 | TEST
7 | ST74vii | NO LOAD AND LOAD LOSS MEASUREMENT OF TRANSFORMER-RATINGS ABOVE 25000 KVA | 88350 | TEST
7 | ST74vii | NO LOAD AND LOAD LOSS MEASUREMENT OF TRANSFORMER-RATINGS ABOVE 25000 KVA | 106050 | TEST
7 | ST74v | NO LOAD AND LOAD LOSS MEASUREMENT OF TRANSFORMER-RATINGS FROM 10001 KVA TO 16000 KVA | 46900 | TEST
7 | ST74v | NO LOAD AND LOAD LOSS MEASUREMENT OF TRANSFORMER-RATINGS FROM 10001 KVA TO 16000 KVA | 56950 | TEST
7 | ST74v | NO LOAD AND LOAD LOSS MEASUREMENT OF TRANSFORMER-RATINGS FROM 10001 KVA TO 16000 KVA | 68350 | TEST
7 | ST74iii | NO LOAD AND LOAD LOSS MEASUREMENT OF TRANSFORMER-RATINGS FROM 1601 KVA TO 5000 KVA | 23200 | TEST
7 | ST74iii | NO LOAD AND LOAD LOSS MEASUREMENT OF TRANSFORMER-RATINGS FROM 1601 KVA TO 5000 KVA | 28200 | TEST
7 | ST74iii | NO LOAD AND LOAD LOSS MEASUREMENT OF TRANSFORMER-RATINGS FROM 1601 KVA TO 5000 KVA | 33850 | TEST
7 | NO LOAD CURRENT ST-4/16680 | NO LOAD CURRENT ST-4/16680 | 850 | TEST
7 | ST-04 | NO LOAD CURRENT TEST ON TRANSFORMER | 500 | TEST
7 | ST4 | NO LOAD CURRENT TRANSFORMER-PER TEST | 700 | TEST
7 | ST4 | NO LOAD CURRENT TRANSFORMER-PER TEST | 700 | TEST
7 | ST4 | NO LOAD CURRENT TRANSFORMER-PER TEST | 850 | TEST
7 | ST-21 | NO LOAD TIME TEST ON CBS | 230 | TEST
7 | ST76 | NO LOAD TIME TEST ON CIRCUIT BREAKERS | 400 | TEST
7 | ST76 | NO LOAD TIME TEST ON CIRCUIT BREAKERS | 400 | TEST
7 | ST76 | NO LOAD TIME TEST ON CIRCUIT BREAKERS | 500 | TEST
7 | 76.1 | NON DETERIORATION OF CONTACTGS ON HRC FUSES - COMPLETE TEST | 18400 | SAMPLE
7 | 76.2 | NON DETERIORATION OF CONTACTGS ON HRC FUSES - COMPLETE TEST | 36750 | SAMPLE
7 | 76.3 | NON DETERIORATION OF CONTACTGS ON HRC FUSES - COMPLETE TEST | 64600 | SAMPLE
7 | ST61i | NON DETERIORATION OF CONTACTS ON HRC FUSES-PER COMPLETE TEST-DURATION UP TO 500 HRS. | 26250 | TEST
7 | ST61i | NON DETERIORATION OF CONTACTS ON HRC FUSES-PER COMPLETE TEST-DURATION UP TO 500 HRS. | 31950 | TEST
7 | ST61i | NON DETERIORATION OF CONTACTS ON HRC FUSES-PER COMPLETE TEST-DURATION UP TO 500 HRS. | 38350 | TEST
7 | ST61ii | NON DETERIORATION OF CONTACTS ON HRC FUSES-PER COMPLETE TEST-DURATION UPTO 1000 HRS. | 52500 | TEST
7 | ST61ii | NON DETERIORATION OF CONTACTS ON HRC FUSES-PER COMPLETE TEST-DURATION UPTO 1000 HRS. | 63750 | TEST
7 | ST61ii | NON DETERIORATION OF CONTACTS ON HRC FUSES-PER COMPLETE TEST-DURATION UPTO 1000 HRS. | 76500 | TEST
7 | ST61iii | NON DETERIORATION OF CONTACTS ON HRC FUSES-PER COMPLETE TEST-MORE THAN 1000 HRS. | 105000 | TEST
7 | ST61iii | NON DETERIORATION OF CONTACTS ON HRC FUSES-PER COMPLETE TEST-MORE THAN 1000 HRS. | 127400 | TEST
7 | ST61iii | NON DETERIORATION OF CONTACTS ON HRC FUSES-PER COMPLETE TEST-MORE THAN 1000 HRS. | 152900 | TEST
7 | 58 | NON INTERCHANGEABILITY ON MCB | 170 | RATING
7 | ST43 | NON INTERCHANGEABILITY ON MCB PER SAMPLE PER RATING | 700 | TEST
7 | ST43 | NON INTERCHANGEABILITY ON MCB PER SAMPLE PER RATING | 700 | TEST
7 | ST43 | NON INTERCHANGEABILITY ON MCB PER SAMPLE PER RATING | 850 | TEST
7 | 69 | NON TRIP TEST ON MCBS AND OTHER EQUIPMENT UPTO 3 TIMES RATED CURRENT ON AC AND DC | 800 | RATING
7 | ST54 | NON TRIP TEST ON MCBS AND OTHER EQUIPMENT UPTO 3 TIMES NORMAL CURRENT ON AC/DC.RATING PER SAMPLE | 1200 | TEST
7 | ST54 | NON TRIP TEST ON MCBS AND OTHER EQUIPMENT UPTO 3 TIMES NORMAL CURRENT ON AC/DC.RATING PER SAMPLE | 1200 | TEST
7 | ST54 | NON TRIP TEST ON MCBS AND OTHER EQUIPMENT UPTO 3 TIMES NORMAL CURRENT ON AC/DC.RATING PER SAMPLE | 1450 | TEST
7 | Note 17 | NORMAL VIDEO FILIMING OF THE TEST | 2500 | TEST
7 | 20 | O/C RELEASE TEST FOR OPERATING TIME | 850 | TEST
7 | NOTE 15 OF TARIFF | OCCUPATIONAL CHARGES IN CASE OF SYN. TESTING | 26850 | SHIFT
7 | ST-11.1 | OIL FILLING CHARGES | 2100 | 1000 LTRS
7 | ST-11.2 | OIL FILTERING CHARGES | 6000 | 1000 LTRS
7 | ST24h | OPERATING CYCL-240 | 1700 | TEST
7 | ST24k | OPERATING CYCLE-1200 | 400 | TEST
7 | ST24l | OPERATING CYCLE-2400 | 300 | TEST
7 | ST24m | OPERATING CYCLE-3000 | 200 | TEST
7 | ST24i | OPERATING CYCLE-360 | 1400 | TEST
7 | ST24n | OPERATING CYCLE-3600 | 150 | TEST
7 | ST24j | OPERATING CYCLE-600 | 750 | TEST
7 | ST24j | OPERATING CYCLE-600 | 700 | TEST
7 | ST24 | OPERATING CYCLE-EVERY ADDITIONAL 100 OPERATIONS-RATING ABVE 630 AMPS AND UPTO 800 AMPS | 4800 | TEST
7 | ST24 | OPERATING CYCLE-FIRST 100 OPERATIONS-RATING ABOVE 630 AMPS AND UPTO 800 AMPS | 11650 | TEST
7 | 31.8 | OPERATING CYCLES | 4000 | TEST
7 | 31.9 | OPERATING CYCLES | 2000 | TEST
7 | 31.1 | OPERATING CYCLES | 1000 | TEST
7 | 31.11 | OPERATING CYCLES | 700 | TEST
7 | 31.12 | OPERATING CYCLES | 400 | TEST
7 | 31.13 | OPERATING CYCLES | 200 | TEST
7 | 31.14 | OPERATING CYCLES | 110 | TEST
7 | 31.15 | OPERATING CYCLES | 80 | TEST
7 | 31.16 | OPERATING CYCLES | 70 | TEST
7 | ST24b | OPERATING CYCLES-10 | 36750 | TEST
7 | ST24g | OPERATING CYCLES-120 | 4000 | TEST
7 | ST24c | OPERATING CYCLES-20 | 18900 | TEST
7 | ST24a | OPERATING CYCLES-3 | 103950 | TEST
7 | ST24d | OPERATING CYCLES-30 | 13150 | TEST
7 | ST24e | OPERATING CYCLES-60 | 7350 | TEST
7 | ST24f | OPERATING CYCLES-90 | 5250 | TEST
7 | 30.5 | OPERATING CYCLES/HOUR | 78750 | TEST
7 | 31.4 | OPERATING CYCLES/HOUR | 78750 | TEST
7 | 31.5 | OPERATING CYCLES/HOUR | 23650 | TEST
7 | 31.6 | OPERATING CYCLES/HOUR | 11550 | TEST
7 | 31.7 | OPERATING CYCLES/HOUR | 7900 | TEST
7 | 31.11 | OPERATING CYCLES/HOUR | 700 | TEST
7 | 31.12 | OPERATING CYCLES/HOUR | 400 | TEST
7 | 31.13 | OPERATING CYCLES/HOUR | 200 | TEST
7 | 30.11 | OPERATING CYCLES/HOUR-120 | 1000 | TEST
7 | 30.15 | OPERATING CYCLES/HOUR-1200 | 110 | TEST
7 | 30.12 | OPERATING CYCLES/HOUR-240 | 700 | TEST
7 | 30.16 | OPERATING CYCLES/HOUR-2400 | 80 | TEST
7 | 30.6 | OPERATING CYCLES/HOUR-3 | 23650 | TEST
7 | 30.13 | OPERATING CYCLES/HOUR-360 | 400 | TEST
7 | 30.17 | OPERATING CYCLES/HOUR-3600 | 70 | TEST
7 | 30.1 | OPERATING CYCLES/HOUR-60 | 2000 | TEST
7 | 30.14 | OPERATING CYCLES/HOUR-600 | 200 | TEST
7 | 30.7 | OPERATING CYCLES/HOUR/10 | 11550 | TEST
7 | 30.8 | OPERATING CYCLES/HOUR/20 | 7900 | TEST
7 | 30.9 | OPERATING CYCLS/HOUR-30 | 4000 | TEST
7 | 31.2 | OPERATIONAL PERFORMANCE ON LV SWITHCES, STARTERS & CONTACTORS | 8850 | TEST
7 | 31.1 | OPERATIONAL PERFORMANCE ON LV SWITHCES,CONVENTIONAL OPERATIONAL PERFORMANCE ON STARTERS, CONTACTORS | 8400 | TEST
7 | 31.3 | OPERTIONAL PERFORMANCE ON LV SWITCHES, STARTERS & CONTACTORS | 11050 | TEST
7 | ST93 | OSCILOGRAMS | 150 | TEST
7 | ST 86 | OSCILOGRAMS | 250 | EACH
7 | ST 87 | OSCILOGRAMS | 400 | TEST
7 | ST55a | OVER LAD PERFORMANCE OF LV FUSES-PER SAMPLE FOR 0-12 HRS. TEST DURATION | 3400 | TEST
7 | ST55a | OVER LAD PERFORMANCE OF LV FUSES-PER SAMPLE FOR 0-12 HRS. TEST DURATION | 4200 | TEST
7 | ST55a | OVER LAD PERFORMANCE OF LV FUSES-PER SAMPLE FOR 0-12 HRS. TEST DURATION | 5050 | TEST
7 | ST55c | OVER LOAD PERFORMANCE OF LV FUSES-PER SAMPLE 18 HRS. TEST DURATION. | 6850 | TEST
7 | ST55c | OVER LOAD PERFORMANCE OF LV FUSES-PER SAMPLE 18 HRS. TEST DURATION. | 8350 | TEST
7 | ST55c | OVER LOAD PERFORMANCE OF LV FUSES-PER SAMPLE 18 HRS. TEST DURATION. | 10050 | TEST
7 | ST55b | OVER LOAD PERFORMANCE OF LV FUSES-PER SAMPLE FOR 12-18 HRS.TEST DURATION | 4900 | TEST
7 | ST55b | OVER LOAD PERFORMANCE OF LV FUSES-PER SAMPLE FOR 12-18 HRS.TEST DURATION | 6000 | TEST
7 | ST55b | OVER LOAD PERFORMANCE OF LV FUSES-PER SAMPLE FOR 12-18 HRS.TEST DURATION | 7200 | TEST
7 | 32 | OVER LOAD PERFORMANCE TEST ON LV CBS, MCBS & RCCBS | 2450 | TEST
7 | ST-16 | OVER VOLTAGE INTERTURN TEST | 280 | TEST
7 | ST17 | OVER VOLTAGE INTERTURN TEST-PER CORE | 700 | TEST
7 | ST17 | OVER VOLTAGE INTERTURN TEST-PER CORE | 700 | TEST
7 | ST 85 | OVER VOLTAGE TESTS ON INDUCTION MOTOR )PARAMETER COMPRISING OF ONE CURRENT AND ONE CAPACITOR) | 92400 | TEST
7 | ST85 | OVER VOLTAGE TESTS ON INDUCTION MOTOR )PARAMETER COMPRISING OF ONE CURRENT AND ONE CAPACITOR) | 184800 | TEST
7 | 90 | OVER VOLTAGE TESTS ON INDUCTION MOTOR PER PARAMETER | 54600 | PARAMETER
7 | 70.1 | OVERLOAD PERFORMANCE OF LV FUSES | 3150 | SAMPLE
7 | 70.2 | OVERLOAD PERFORMANCE OF LV FUSES | 4650 | SAMPLE
7 | 70.3 | OVERLOAD PERFORMANCE OF LV FUSES | 6450 | SAMPLE
7 | 96 | OVERLOAD TEST ON SWITCH FUSE/DISCONNECTOR/FUSE, CONNECTOR ETC,. | 2450 | TEST
7 | 52 | PERFORMANCE OF TEST DEVICE | 250 | TEST
7 | ST95 | PHOTOGRAPH AS PER STANDARD REQUIREMENT | 120 | TEST
7 | ST-17 | POLARITY TEST ON CTs & VTs | 210 | test
7 | ST18 | POLARITY TEST ON CTS AND VTS | 700 | TEST
7 | ST18 | POLARITY TEST ON CTS AND VTS | 700 | TEST
7 | ST18 | POLARITY TEST ON CTS AND VTS | 850 | TEST
7 | POST SC INSPECTION-16972 | POST SC INSPECTION-16972 | 25000 | DAY
7 | 63.2 | PRECONDITIONING OF SAMPLE PER DAY OR PART THEREOF | 1500 | TEST
7 | ST92 | PRELIMINARY REPORTS | 350 | TEST
7 | TARIFF 1.15 | PRELIMINARY REPORTS | 450 | EACH
7 | ST86 | PRELIMINARY REPORTS | 600 | TEST
7 | TARIFF 1.15 | PRELIMINARY REPORTS (SECOND COPY) | 450 | EACH
7 | 61 | PROTECTION AGAINST ELECTRIC SHOCK ON MCB | 420 | SAMPLE
7 | ST46 | PROTECTION AGAINST ELECTRIC SHOCK ON MCB PER SAMPLE | 800 | TEST
7 | ST46 | PROTECTION AGAINST ELECTRIC SHOCK ON MCB PER SAMPLE | 800 | TEST
7 | ST46 | PROTECTION AGAINST ELECTRIC SHOCK ON MCB PER SAMPLE | 1000 | TEST
7 | 36.2 | PULLOUT TEST ON CONTACTORS AND STARTERS | 210 | TEST
7 | 74 | RATED CURRENT ON CARTRIDGE FUSES | 15750 | TEST
7 | ST59 | RATED CURRENT ON CARTRIDGE FUSES OF ALL RATING PER SAMPLE | 25550 | TEST
7 | ST59 | RATED CURRENT ON CARTRIDGE FUSES OF ALL RATING PER SAMPLE | 25550 | TEST
7 | ST59 | RATED CURRENT ON CARTRIDGE FUSES OF ALL RATING PER SAMPLE | 30700 | TEST
7 | ST-25 | RECORDING OF CONTACT TRAVEL AND MEASUREMENT OF CLOSING SPEED AND OPENING SPEED | 900 | MEASUREMEN
7 | ST80 | RECORDING OF CONTRACT TRAVEL AND MEASUREMENT OF CLOSING SPEED, OPENING SPEED | 1200 | TEST
7 | ST80 | RECORDING OF CONTRACT TRAVEL AND MEASUREMENT OF CLOSING SPEED, OPENING SPEED | 1200 | TEST
7 | ST80 | RECORDING OF CONTRACT TRAVEL AND MEASUREMENT OF CLOSING SPEED, OPENING SPEED | 1450 | TEST
7 | 60 | RELIABILITY OF RELIABILITY OF TERMINALS FOR EXTERNAL CONDUCTORS ON MCB | 230 | POLE
7 | 59 | RELIABILITY OF SCREWS, CURRENT CARRYING PARTS AND CONNECTIONS ON MCBS PER POLE | 230 | POLE
7 | ST44 | RELIABILITY OF SCREWS, CURRENT CARRYING PARTS AND CONNECTIONS ON MCBS PER POLE | 700 | TEST
7 | ST44 | RELIABILITY OF SCREWS, CURRENT CARRYING PARTS AND CONNECTIONS ON MCBS PER POLE | 700 | TEST
7 | ST44 | RELIABILITY OF SCREWS, CURRENT CARRYING PARTS AND CONNECTIONS ON MCBS PER POLE | 850 | TEST
7 | ST45 | RELIABILITY OF TERMINALS FOR EXTERNAL CONDUCTOR ON MCB PER POLE | 700 | TEST
7 | ST45 | RELIABILITY OF TERMINALS FOR EXTERNAL CONDUCTOR ON MCB PER POLE | 700 | TEST
7 | ST45 | RELIABILITY OF TERMINALS FOR EXTERNAL CONDUCTOR ON MCB PER POLE | 850 | TEST
7 | ST48ii | RESISTANCE TO ABNORMAL HEAT AND FIRE ON MCB & FUSES "GLOW WIRE TEST" ON ENERGY METERS/PER SAMPLE | 2650 | TEST
7 | ST48ii | RESISTANCE TO ABNORMAL HEAT AND FIRE ON MCB & FUSES "GLOW WIRE TEST" ON ENERGY METERS/PER SAMPLE | 2750 | TEST
7 | ST48ii | RESISTANCE TO ABNORMAL HEAT AND FIRE ON MCB & FUSES "GLOW WIRE TEST" ON ENERGY METERS/PER SAMPLE | 3300 | TEST
7 | ST48i | RESISTANCE TO ABNORMAL HEAT AND FIRE ON MCB & FUSES "GLOW WIRE TEST" PER SAMPLE/RATING | 2100 | TEST
7 | ST48i | RESISTANCE TO ABNORMAL HEAT AND FIRE ON MCB & FUSES "GLOW WIRE TEST" PER SAMPLE/RATING | 2650 | TEST
7 | ST48i | RESISTANCE TO ABNORMAL HEAT AND FIRE ON MCB & FUSES "GLOW WIRE TEST" PER SAMPLE/RATING | 3200 | TEST
7 | 63.1 | RESISTANCE TO ABNORMAL HEAT AND FIRE ON MCB AND FUSES "GLOW WIRE TEST" | 2000 | TEST/RATIN
7 | 62 | RESISTANCE TO HEAT (MCB) | 900 | RATING
7 | ST47 | RESISTANCE TO HEAT (MCB) PER SAMPLE PER RATING | 1400 | TEST
7 | ST47 | RESISTANCE TO HEAT (MCB) PER SAMPLE PER RATING | 1400 | TEST
7 | ST47 | RESISTANCE TO HEAT (MCB) PER SAMPLE PER RATING | 1700 | TEST
7 | 67 | RESISTANCE TO MECHANICAL IMPACT | 600 | TEST
7 | ST52 | RESISTANCE TO MECHANICAL IMPACT PER TEST/SAMPLE/RATING | 1400 | TEST
7 | ST52 | RESISTANCE TO MECHANICAL IMPACT PER TEST/SAMPLE/RATING | 1400 | TEST
7 | ST52 | RESISTANCE TO MECHANICAL IMPACT PER TEST/SAMPLE/RATING | 1700 | TEST
7 | ST49 | RESISTANCE TO RUSTING ON MCB & FUSES PER SAMPLE PER RATING | 1400 | TEST
7 | ST49 | RESISTANCE TO RUSTING ON MCB & FUSES PER SAMPLE PER RATING | 1400 | TEST
7 | ST49 | RESISTANCE TO RUSTING ON MCB & FUSES PER SAMPLE PER RATING | 1700 | TEST
7 | 64 | RESISTANCE TO RUSTING ON MCB AND FUSES | 1000 | RATING
7 | SCM1.3 | S.C. DUTY TESTS - SHIFT CHARGES (PER SHIFT OR PART THEREOF-ABOVE 50 KA & UPTO 80 KA ) | 110700 | SHIFT
7 | SCM1.4.2 | S.C. DUTY TESTS - SHIFT CHARGES (PER SHIFT OR PART THEREOF-ABOVE 150 KA & UPTO 200 KA/SHIFT ) | 334650 | SHIFT
7 | SCM1.4.1 | S.C. DUTY TESTS - SHIFT CHARGES (PER SHIFT OR PART THEREOF-ABOVE 80 KA & UPTO 150 KA/SHIFT ) | 317000 | TEST
7 | V c | SC WITHSTAND TEST ON TRANSFORMER | 71950 | SHIFT
7 | 5 k | SC WITHSTAND TEST ON TRANSFORMER | 667300 | SHIFT
7 | V j | SC WITHSTAND TEST ON TRANSFORMER | 546000 | SHIFT
7 | V i | SC WITHSTAND TEST ON TRANSFORMER | 485100 | SHIFT
7 | V e | SC WITHSTAND TEST ON TRANSFORMER | 109200 | SHIFT
7 | V f | SC WITHSTAND TEST ON TRANSFORMER | 133350 | SHIFT
7 | V l | SC WITHSTAND TEST ON TRANSFORMER | 727650 | SHIFT
7 | V d | SC WITHSTAND TEST ON TRANSFORMER | 91350 | SHIFT
7 | V g | SC WITHSTAND TEST ON TRANSFORMER | 182200 | SHIFT
7 | V h | SC WITHSTAND TEST ON TRANSFORMER | 254650 | SHIFT
7 | V b | SC WITHSTAND TEST ON TRANSFORMER | 73000 | SHIFT
7 | V a | SC WITHSTAND TEST ON TRANSFORMER | 55150 | SHIFT
7 | SCM | SCM REACTORS - for 3 seconds | 960855 | TEST
7 | 50 | SENSITIVITY FOR 3 MEASUREMENT & PART THEREOF | 240 | TEST
7 | ST35 | SENSITIVITY FOR FIVE MEASUREMENTS AND PART THEREOF | 1400 | TEST
7 | ST35 | SENSITIVITY FOR FIVE MEASUREMENTS AND PART THEREOF | 1400 | TEST
7 | ST35 | SENSITIVITY FOR FIVE MEASUREMENTS AND PART THEREOF | 1700 | TEST
7 | Note 14 | SF6 GAS HANDLING FACILITY | 500 | HOUR
7 | HPL/TRF/01-19.12.13 | SFRA MEASUREMENT | 1100 | Nos.
7 | SCM5.1 | SHIFT CHARGES - S. C. WITHSTAND TEST {UPTO 250 KVA(< = 11 KV)} | 70350 | SHIFT
7 | SCM5.3 | SHIFT CHARGES - S.C. WITHSTAND TEST-{>250 & UPTO 500 KVA) (11 KV) | 116250 | SHIFT
7 | SCM1.1 | SHIFT CHARGES - S.C. DUTY TESTS - (UPTO 10 KA ) | 59250 | SHIFT
7 | SCM1.2 | SHIFT CHARGES - S.C. DUTY TESTS ( ABOVE 10 KA & UPTO 50 KA) | 73250 | SHIFT
7 | SCM5.2 | SHIFT CHARGES - S.C. WITHSTAND TEST-(UPTO 250 KVA) (> 11 KV) | 93000 | SHIFT
7 | SCM4.1 | SHIFT CHARGES - STC - (UPTO 35KA) (DRIVING VOLTAGE < 1.5 KV) 1 SEC. | 70250 | SHIFT
7 | SCM4.1 | SHIFT CHARGES - STC - (UPTO 35KA) (DRIVING VOLTAGE < 1.5 KV) 3 SEC. | 121680 | SHIFT
7 | SCM4.2 | SHIFT CHARGES - STC (DRIVING VOLTAGE 35 KA & UPTO 50 KA - 1 SEC | 80800 | SHIFT
7 | SCM4.2 | SHIFT CHARGES - STC (DRIVING VOLTAGE 35 KA & UPTO 50 KA - 3 SEC | 133282 | SHIFT
7 | SCM4.2 | SHIFT CHARGES - STC (DRIVING VOLTAGE 35 KA & UPTO 50 KA - 3 SECS | 139950 | SHIFT
7 | SCM2.1a | SHIFT CHARGES FOR S.C. TEST-(3 PHASE-UPTO 25 MVA)/SINGLE PHASE 12 MVA | 173400 | SHIFT
7 | SCM2.6a | SHIFT CHARGES FOR S. C. TEST-(3 PH.-ABOVE 1200 & UPTO 2000 MVA) | 727650 | SHIFT
7 | SCM2.1b | SHIFT CHARGES FOR S. C. TEST (1PHASE UPTO 12 MVA) | 157600 | SHIFT
7 | SCM2.2b | SHIFT CHARGES FOR SHORT CIRCUIT TEST (ABOVE 12KA UPTO 25 KA) | 226050 | SHIFT
7 | SCM1.5 | SHIFT CHARGES S.C. DUTY TESTS - ( ABOVE 200 KA) | 618100 | SHIFT
7 | ST33 | SHOCK TEST MCB/RCCB PER SAMPLE | 1300 | TEST
7 | ST33 | SHOCK TEST MCB/RCCB PER SAMPLE | 1300 | TEST
7 | ST33 | SHOCK TEST MCB/RCCB PER SAMPLE | 1600 | TEST
7 | 43 | SHOCK TEST ON MCB/RCCB | 750 | TEST
7 | SCM2.6a | SHORT CIRCUIT TEST-3 PHASE-ABOVE 1200 & UPTO 2000 MVA | 630000 | TEST
7 | I.a | SHORT CIRCUIT DUTY TESTS & COORDINATION TESTS | 31000 | SHIFT
7 | I b | SHORT CIRCUIT DUTY TESTS | 44100 | SHIFT
7 | I c | SHORT CIRCUIT DUTY TESTS | 79300 | SHIFT
7 | I d | SHORT CIRCUIT DUTY TESTS | 121300 | SHIFT
7 | I e | SHORT CIRCUIT DUTY TESTS | 374850 | SHIFT
7 | SCM2.6 | SHORT CIRCUIT TEST - (3 PH. ABOVE 1200 & UPTO 2000 & SINGLE PH. ABOVE 600 & UPTO 1000) | 1273400 | SHIFT
7 | SCM2.6 | SHORT CIRCUIT TEST - (3 PH. ABOVE 1200 & UPTO 2000 & SINGLE PH. ABOVE 600 & UPTO 1000) | 1400750 | SHIFT
7 | SCM2.7 | SHORT CIRCUIT TEST - (3 PH. ABOVE 2000 & UPTO 2500 & SINGLE PH. ABOVE 1000 & UPTO 2000) | 1474300 | SHIFT
7 | SCM2.7 | SHORT CIRCUIT TEST - (3 PH. ABOVE 2000 & UPTO 2500 & SINGLE PH. ABOVE 1000 & UPTO 2000) | 1621750 | SHIFT
7 | SCM2.2 | SHORT CIRCUIT TEST - (3 PH. ABOVE 25 & UPTO 50 & SINGLE PH. ABOVE 12 & UPTO 25) | 435250 | SHIFT
7 | SCM2.2 | SHORT CIRCUIT TEST - (3 PH. ABOVE 25 & UPTO 50 & SINGLE PH. ABOVE 12 & UPTO 25) | 478800 | SHIFT
7 | SCM2.4 | SHORT CIRCUIT TEST - (3 PH. ABOVE 300 & UPTO 600 & SINGLE PH. ABOVE 150 & UPTO 300) | 848950 | SHIFT
7 | SCM2.4 | SHORT CIRCUIT TEST - (3 PH. ABOVE 300 & UPTO 600 & SINGLE PH. ABOVE 150 & UPTO 300) | 933850 | SHIFT
7 | SCM2.3 | SHORT CIRCUIT TEST - (3 PH. ABOVE 50 & UPTO 300 & SINGLE PH. ABOVE 25 & UPTO 150) | 554750 | SHIFT
7 | SCM2.3 | SHORT CIRCUIT TEST - (3 PH. ABOVE 50 & UPTO 300 & SINGLE PH. ABOVE 25 & UPTO 150) | 610250 | SHIFT
7 | SCM2.5 | SHORT CIRCUIT TEST - (3 PH. ABOVE 600 & UPTO 1200 & SINGLE PH. ABOVE 300 & UPTO 600) | 944150 | SHIFT
7 | SCM2.5 | SHORT CIRCUIT TEST - (3 PH. ABOVE 600 & UPTO 1200 & SINGLE PH. ABOVE 300 & UPTO 600) | 1038600 | SHIFT
7 | SCM2.1 | SHORT CIRCUIT TEST - (3 PH. UPTO 25 & SINGLE PH. UPTO 12) | 303450 | SHIFT
7 | SCM2.1 | SHORT CIRCUIT TEST - (3 PH. UPTO 25 & SINGLE PH. UPTO 12) | 333800 | SHIFT
7 | SCM1.2 | SHORT CIRCUIT TEST - ABOVE 10KA & UPTO 50KA | 87900 | SHIFT
7 | SCM1.4.2 | SHORT CIRCUIT TEST - ABOVE 150 KA & UPTO 200 KA/SHIFT | 669300 | SHIFT
7 | SCM1.5 | SHORT CIRCUIT TEST - ABOVE 200KA | 1236200 | SHIFT
7 | SCM1.3 | SHORT CIRCUIT TEST - ABOVE 50 KA & UPTO UPTO 80 KA | 132850 | SHIFT
7 | SCM1.4.1 | SHORT CIRCUIT TEST - ABOVE 80 KA & UPTO 150 KA | 380400 | SHIFT
7 | SCM3.3 | SHORT CIRCUIT TEST - HV CIRCUIT BREAKERS SYNTHETIC TESTING - >145 UPTO 420KV | 2507350 | TEST
7 | SCM3.2 | SHORT CIRCUIT TEST - HV CIRCUIT BREAKERS SYNTHETIC TESTING - >72.5KV UPTO 145KV | 1755550 | TEST
7 | SCM3.1 | SHORT CIRCUIT TEST - HV CIRCUIT BREAKERS SYNTHETIC TESTING - UPTO 72.5KV | 1263700 | TEST
7 | SCM1.1 | SHORT CIRCUIT TEST - UPTO 10 KA | 71100 | SHIFT
7 | SCM2.3b | SHORT CIRCUIT TEST- SINGLE PHASE - ABOVE 25 & UP TO 150 MVA | 274400 | SHIFT
7 | SCM2.7a | SHORT CIRCUIT TEST-3 PHASE-ABOVE 2000 & UPTO 2500 MVA | 729350 | TEST
7 | SCM2.5a | SHORT CIRCUIT TEST-3 PHASE-ABOVE 600 & UPTO 1200 MVA | 467050 | TEST
7 | SCM2.1a | SHORT CIRCUIT TEST-3 PHASES-UPTO 25 MVA | 173400 | MVA
7 | SCM3.3 | SHORT CIRCUIT TEST-HV CIRCUIT BREAKER SYNTHETIC TESTING-ABOVE 145 KV UP TO 420 KV | 1447150 | TEST
7 | SCM3.2 | SHORT CIRCUIT TEST-HV CIRCUIT BREAKER SYSTHETIC TESTING> 72.5 KC UPTO 145 KV | 1013250 | TEST
7 | SCM3.1 | SHORT CIRCUIT TEST-HV CIRCUIT BREAKERS SYNTHETIC TESTIING-UPTO 72.5 KV | 729350 | TEST
7 | SCM2.7a | SHORT CIRCUIT TEST-SHIFT CHARGES-3 PHASE-ABOVE 2000 & UPTO 2500 MVA | 842450 | SHIFT
7 | SCM2.5a | SHORT CIRCUIT TEST-SHIFT CHARGES-3 PHASE-ABOVE 600 & UPTO 1200 MVA | 539500 | SHIFT
7 | SCM3.3 | SHORT CIRCUIT TEST-SHIFT CHARGES-HV CIRCUIT BREAKER SYNTHETIC TESTING-ABOVE 145 KV UP TO 420 KV | 1671550 | SHIFT
7 | SCM3.2 | SHORT CIRCUIT TEST-SHIFT CHARGES-HV CIRCUIT BREAKER SYSTHETIC TESTING> 72.5 KC UPTO 145 KV | 1170350 | SHIFT
7 | SCM3.1 | SHORT CIRCUIT TEST-SHIFT CHARGES-HV CIRCUIT BREAKERS SYNTHETIC TESTIING-UPTO 72.5 KV | 842450 | SHIFT
7 | SCM2.5b | SHORT CIRCUIT TEST-SHIFT CHARGES-SINGLE PHASE -ABOVE 300 & UPTO 600 MVA | 539500 | SHIFT
7 | SCM2.7b | SHORT CIRCUIT TEST-SHIFT CHARGES-SINGLE PHASE-ABOVE 1000 & UP TO 2000 MVA | 842450 | TEST
7 | SCM2.2b | SHORT CIRCUIT TEST-SHIFT CHARGES-SINGLE PHASE-ABOVE 12 & UP TO 25 | 248700 | SHIFT
7 | SCM2.4b | SHORT CIRCUIT TEST-SHIFT CHARGES-SINGLE PHASE-ABOVE 150 & UP TO 300 MVA | 485100 | SHIFT
7 | SCM2.1b | SHORT CIRCUIT TEST-SHIFT CHARGES-SINGLE PHASE-UPTO 12 MVA | 173400 | SHIFT
7 | SCM2.3a | SHORT CIRCUIT TEST-SHIFT CHARGES-THREE PHASES -ABOVE 50 & UPTO 300 MVA | 317000 | SHIFT
7 | SCM2.3b | SHORT CIRCUIT TEST-SHIFT CHARGES-THREE PHASES-ABOVE 25 & UP TO 150 MVA | 317000 | SHIFT
7 | SCM2.2a | SHORT CIRCUIT TEST-SHIFT CHARGES-THREE PHASES-ABOVE 25 & UPTO 50 MVA | 248700 | SHIFT
7 | SCM2.4a | SHORT CIRCUIT TEST-SHIFT CHARGES-THREE PHASES-ABOVE 300 & UPTO 600 MVA | 485100 | SHIFT
7 | SCM2.5b | SHORT CIRCUIT TEST-SINGLE PHASE -ABOVE 300 & UPTO 600 MVA | 467050 | TEST
7 | SCM2.7b | SHORT CIRCUIT TEST-SINGLE PHASE-ABOVE 1000 & UP TO 2000 MVA | 729350 | TEST
7 | SCM2.2b | SHORT CIRCUIT TEST-SINGLE PHASE-ABOVE 12 & UP TO 25 | 215250 | TEST
7 | SCM2.4b | SHORT CIRCUIT TEST-SINGLE PHASE-ABOVE 150 & UP TO 300 MVA | 420000 | TEST
7 | SCM2.6b | SHORT CIRCUIT TEST-SINGLE PHASE-ABOVE 600 & UP TO 1000 MVA | 630000 | TEST
7 | SCM2.6b | SHORT CIRCUIT TEST-SINGLE PHASE-ABOVE 600 & UP TO 1000 MVA | 727600 | SHIFT
7 | SCM2.1b | SHORT CIRCUIT TEST-SINGLE PHASE-UPTO 12 MVA | 173400 | MVA
7 | SCM2.3a | SHORT CIRCUIT TEST-THREE PHASES -ABOVE 50 & UPTO 300 MVA | 274400 | TEST
7 | SCM2.2a | SHORT CIRCUIT TEST-THREE PHASES-ABOVE 25 & UPTO 50 MVA | 248700 | MVA
7 | SCM2.4a | SHORT CIRCUIT TEST-THREE PHASES-ABOVE 300 & UPTO 600 MVA | 420000 | TEST
7 | SCM 5.14 | SHORT CIRCUIT WITHSTAND TEST - > 100 MVA UPTO 120 MVA | 3954300 | SHIFT
7 | SCM 5.14 | SHORT CIRCUIT WITHSTAND TEST - > 100 MVA UPTO 120 MVA | 4152050 | SHIFT
7 | SCM 5.15 | SHORT CIRCUIT WITHSTAND TEST - > 120 MVA UPTO 150 MVA | 5931500 | SHIFT
7 | SCM 5.15 | SHORT CIRCUIT WITHSTAND TEST - > 120 MVA UPTO 150 MVA | 6228100 | SHIFT
7 | SCM 5.16 | SHORT CIRCUIT WITHSTAND TEST - > 150 MVA UPTO 200 MVA | 8897300 | SHIFT
7 | SCM 5.16 | SHORT CIRCUIT WITHSTAND TEST - > 150 MVA UPTO 200 MVA | 9342200 | SHIFT
7 | SCM 5.12 | SHORT CIRCUIT WITHSTAND TEST - > 50 MVA UPTO 70 MVA | 2534800 | SHIFT
7 | SCM 5.13 | SHORT TCIRCUIT WITHSTAND TEST - > 70 MVA UPTO 100 MVA | 3041800 | SHIFT
7 | SCM 5.13 | SHORT TCIRCUIT WITHSTAND TEST - > 70 MVA UPTO 100 MVA | 3193900 | SHIFT
7 | IV c (i) | SHORT TIME CURRENT TEST | 60900 | SHIFT
7 | IV b (ii) | SHORT TIME CURRENT TEST | 65500 | SHIFT
7 | IV c (ii) | SHORT TIME CURRENT TEST | 82000 | SHIFT
7 | SCM4.4d | SHORT TIME CURRENT TEST - (2 SEC) ABOVE 50 & UPTO 80KA (ABOVE 11 KV) | 266580 | SHIFT
7 | SCM4.4c | SHORT TIME CURRENT TEST - (2 SEC) ABOVE 50 & UPTO 80KA (UPTO 11 KV) | 213265 | SHIFT
7 | SCM4.4c | SHORT TIME CURRENT TEST - (3 SEC) ABOVE 50 & UPTO 80KA (UPTO 11 KV) | 261195 | SHIFT
7 | SCM4.5d | SHORT TIME CURRENT TEST - (2 SECS.) ABOVE 80 & UPTO 150KA (ABOVE 11 KV) | 705270 | SHIFT
7 | SCM4.5c | SHORT TIME CURRENT TEST - (2 SECS.) ABOVE 80 & UPTO 150KA (UPTO 11 KV) | 564200 | SHIFT
7 | SCM4.6c | SHORT TIME CURRENT TEST - (2 SECS.) ABOVE 150 & UPTO 175KA (UPTO 11 KV) | 1280430 | SHIFT
7 | SCM4.3d | SHORT TIME CURRENT TEST - (2 SECS.) UPTO 50KA (DRIVING VOLTAGE >1.5KV) | 212060 | SHIFT
7 | SCM4.5d | SHORT TIME CURRENT TEST - (3 SECS.) ABOVE 80 & UPTO 150KA (ABOVE 11 KV) | 863775 | SHIFT
7 | SCM4.5c | SHORT TIME CURRENT TEST - (3 SECS.) ABOVE 80 & UPTO 150KA (UPTO 11 KV) | 691000 | SHIFT
7 | SCM4.6c | SHORT TIME CURRENT TEST - (3 SECS.) ABOVE 150 & UPTO 175KA (UPTO 11 KV) | 1568200 | SHIFT
7 | SCM4.3d | SHORT TIME CURRENT TEST - (3 SECS.) UPTO 50KA (DRIVING VOLTAGE >1.5KV) | 259720 | SHIFT
7 | SCM4.4d | SHORT TIME CURRENT TEST -(3 SECS.) ABOVE 50 & UPTO 80KA (ABOVE 11 KV | 326490 | SHIFT
7 | SCM4.2 | SHORT TIME CURRENT TEST (DRIVING VOLTAGE | 66600 | TEST
7 | SCM4.2 | SHORT TIME CURRENT TEST (DV | 109812 | SHIFT
7 | SCM4.2c | SHORT TIME CURRENT TEST- (2 SECS.) ABOVE 35A & UPTO 50KA(DRIVING VOLTAGE | 137180 | SHIFT
7 | SCM4.2d | SHORT TIME CURRENT TEST- (2 SECS.) ABOVE 35A & UPTO 50KA(DRIVING VOLTAGE>1.5KV) | 171400 | SHIFT
7 | SCM4.3c | SHORT TIME CURRENT TEST- (2 SECS.) UPTO 50KA (DRIVING VOLTAGE>1.5KV) | 169635 | SHIFT
7 | SCM4.2c | SHORT TIME CURRENT TEST- (3 SECS.) ABOVE 35A & UPTO 50KA(DRIVING VOLTAGE | 168000 | SHIFT
7 | SCM4.2d | SHORT TIME CURRENT TEST- (3 SECS.) ABOVE 35A & UPTO 50KA(DRIVING VOLTAGE>1.5KV) | 209925 | SHIFT
7 | SCM4.3c | SHORT TIME CURRENT TEST- (3 SECS.) UPTO 50KA (DRIVING VOLTAGE | 207760 | SHIFT
7 | SCM4.4 | SHORT TIME CURRENT TEST- ABOVE 80 KA - 150 KA (DRIVING VOLTAGE >1.5 KV) 2 SECS | 266580 | SHIFT
7 | SCM4.4 | SHORT TIME CURRENT TEST- ABOVE 80 KA - 150 KA (DRIVING VOLTAGE >1.5 KV) 3 SECS | 217630 | SHIFT
7 | SCM4.4 | SHORT TIME CURRENT TEST- ABOVE 80 KA - 150 KA (DRIVING VOLTAGE >1.5 KV) 3 SECS | 326492 | SHIFT
7 | SCM4.3 | SHORT TIME CURRENT TEST- UPTO 50 KA (DRIVING VOLTAGE >1.5 KV) | 99950 | SHIFT
7 | SCM4.3 | SHORT TIME CURRENT TEST- UPTO 50 KA (DRIVING VOLTAGE >1.5 KV) 3 SECS | 164804 | SHIFT
7 | SCM4.3 | SHORT TIME CURRENT TEST- UPTO 50 KA (DRIVING VOLTAGE >1.5 KV) 3 SECS | 173120 | SHIFT
7 | SCM4.4 | SHORT TIME CURRENT TEST-(DRIVING VOLTAGE | 103550 | TEST
7 | SCM4.4 | SHORT TIME CURRENT TEST-(DRIVING VOLTAGE | 125650 | SHIFT
7 | SCM4.6 | SHORT TIME CURRENT TEST-ABOVE 150 & UPTO 175 KA | 373200 | TEST
7 | SCM4.6 | SHORT TIME CURRENT TEST-ABOVE 150 & UPTO 175 KA | 452700 | SHIFT
7 | SCM4.7 | SHORT TIME CURRENT TEST-ABOVE 175 & UPTO 200 KA | 444800 | TEST
7 | SCM4.7 | SHORT TIME CURRENT TEST-ABOVE 175 & UPTO 200 KA | 539500 | SHIFT
7 | SCM4.8 | SHORT TIME CURRENT TEST-ABOVE 200 & UPTO 300 KA | 560300 | TEST
7 | SCM4.8 | SHORT TIME CURRENT TEST-ABOVE 200 & UPTO 300 KA | 679600 | SHIFT
7 | SCM4.5 | SHORT TIME CURRENT TEST-ABOVE 80 & UPTO 150 KA | 274050 | TEST
7 | SCM4.5 | SHORT TIME CURRENT TEST-ABOVE 80 & UPTO 150 KA | 332450 | SHIFT
7 | SCM4.5 | SHORT TIME CURRENT TEST-ABOVE 80 & UPTO 150 KA 93 SEC.) | 575820 | SHIFT
7 | SCM4.3 | SHORT TIME CURRENT TEST-DRIVING VOLTAGE | 82350 | TEST
7 | SCM4.3 | SHORT TIME CURRENT TEST-DRIVING VOLTAGE | 135793 | SHIFT
7 | SCM4.3 | SHORT TIME CURRENT TEST-DRIVING VOLTAGE >1.5 KV UP TO 50 KA - 3 SECS. | 149822 | SHIFT
7 | SCM4.1 | SHORT TIME CURRENT TEST-UPTO 35KA | 57900 | TEST
7 | IV a | SHORT TIME CURRENT TESTS | 44100 | SHIFT
7 | IV b (i) | SHORT TIME CURRENT TESTS | 46200 | SHIFT
7 | IV b (iii) | SHORT TIME CURRENT TESTS | 80000 | SHIFT
7 | 92 | SHORT TIME OVER-CURRENT TESTS | 3900 | TEST
7 | SHORT TIME WITHSTAND CURRENT AND PEAK WITHSTAND CURRENT TESTS AT 31.5kA, 3s EARTHING CIRCUIT | SHORT TIME WITHSTAND CURRENT AND PEAK WITHSTAND CURRENT TESTS AT 31.5kA, 3s EARTHING CIRCUIT | 1148 | TEST
7 | SHORT TIME WITHSTAND CURRENT AND PEAK WITHSTAND CURRENT TESTS AT 31.5kA, 3s MAIN CIRCUIT | SHORT TIME WITHSTAND CURRENT AND PEAK WITHSTAND CURRENT TESTS AT 31.5kA, 3s MAIN CIRCUIT | 1148 | TEST
7 | SCM4.1a | SHORT TIME WITHSTAND CURRENT TEST - UPTO 35KA(DRIVING VOLTAGE | 84300 | TEST
7 | SCM4.6a | SHORT TIME WITHSTAND CURRENT TEST - ABOVE 150 & UPTO 175KA | 905400 | TEST
7 | SCM4.6b | SHORT TIME WITHSTAND CURRENT TEST - ABOVE 150 & UPTO 175KA | 905400 | TEST
7 | SCM4.6 | SHORT TIME WITHSTAND CURRENT TEST - ABOVE 150 & UPTO 175KA(eqpmnt upto 11 kV) | 995950 | TEST
7 | SCM4.7 | SHORT TIME WITHSTAND CURRENT TEST - ABOVE 175 & UPTO 200 KA(eqpmnt upto 11 kV) | 1186900 | TEST
7 | SCM4.7a | SHORT TIME WITHSTAND CURRENT TEST - ABOVE 175 & UPTO 200KA | 1079000 | TEST
7 | SCM4.7b | SHORT TIME WITHSTAND CURRENT TEST - ABOVE 175 & UPTO 200KA | 1079000 | TEST
7 | SCM4.8a | SHORT TIME WITHSTAND CURRENT TEST - ABOVE 200 & UPTO 300KA | 1359200 | TEST
7 | SCM4.8b | SHORT TIME WITHSTAND CURRENT TEST - ABOVE 200 & UPTO 300KA | 1359200 | TEST
7 | SCM4.8 | SHORT TIME WITHSTAND CURRENT TEST - ABOVE 200 KA(eqpmnt upto 11 kV) | 1495150 | TEST
7 | SCM4.4a | SHORT TIME WITHSTAND CURRENT TEST - ABOVE 50 & UPTO 80KA | 150800 | PER TEST
7 | SCM4.4b | SHORT TIME WITHSTAND CURRENT TEST - ABOVE 50 & UPTO 80KA | 188500 | TEST
7 | SCM4.5a | SHORT TIME WITHSTAND CURRENT TEST - ABOVE 80 & UPTO 150KA | 398950 | TEST
7 | SCM4.5b | SHORT TIME WITHSTAND CURRENT TEST - ABOVE 80 & UPTO 150KA | 498700 | TEST
7 | SCM4.5(a) | SHORT TIME WITHSTAND CURRENT TEST - ABOVE 80 & UPTO 150KA(eqpmnt above 11 kV) | 548600 | TEST
7 | SCM4.5 | SHORT TIME WITHSTAND CURRENT TEST - ABOVE 80 & UPTO 150KA(eqpmnt upto 11 kV) | 438850 | TEST
7 | SCM4.1b | SHORT TIME WITHSTAND CURRENT TEST - UPTO 35KA (DRIVING VOLTAGE | 84300 | TEST
7 | SCM4.3b | SHORT TIME WITHSTAND CURRENT TEST - UPTO 50KA (DRIVING VOLTAGE >1.5KV) | 149950 | TEST
7 | SHORT TIME WITHSTAND CURRENT TEST -75.4kA FOR 1 SECOND-M4.4-16231 | SHORT TIME WITHSTAND CURRENT TEST -75.4kA FOR 1 SECOND-M4.4-16231 | 188500 | NOS
7 | Short time withstand current test (M4.2) - 121200 x âˆš3 x Quantity | Short time withstand current test (M4.2) - 121200 x âˆš3 x Quantity | 209925 | TEST
7 | Short time withstand current test (M4.4) - 188500 x âˆš3 x Quantity | Short time withstand current test (M4.4) - 188500 x âˆš3 x Quantity | 326492 | TEST
7 | SCM4.3a | SHORT TIME WITHSTAND CURRENT TEST- UPTO 50KA (DRIVING VOLTAGE>1.5KV) | 119950 | TEST
7 | SHORT TIME WITHSTAND CURRENT TEST-40kA FOR 3 SECOND M4.2-16227 | SHORT TIME WITHSTAND CURRENT TEST-40kA FOR 3 SECOND M4.2-16227 | 209924.5 | NOS
7 | SHORT TIME WITHSTAND CURRENT TEST-40kA FOR 3 SECOND-M4.2-16227 | SHORT TIME WITHSTAND CURRENT TEST-40kA FOR 3 SECOND-M4.2-16227 | 209924 | NOS
7 | SHORT TIME WITHSTAND CURRENT TEST-50kA FOR 3 SECOND M4.2-16227 | SHORT TIME WITHSTAND CURRENT TEST-50kA FOR 3 SECOND M4.2-16227 | 209925 | NOS
7 | SHORT TIME WITHSTAND CURRENT TEST-50kA FOR 3 SECOND M4.2-16227 | SHORT TIME WITHSTAND CURRENT TEST-50kA FOR 3 SECOND M4.2-16227 | 209925 | NOS
7 | SCM4.2a | SHORT TIME WITHSTAND CURRENT TEST-ABOVE 35A & UPTO 50KA(DRIVING VOLTAGE | 97000 | TEST
7 | SCM4.2b | SHORT TIME WITHSTAND CURRENT TEST-ABOVE 35KA & UPTO 50KA (DRIVING VOLTAGE | 121200 | PER TEST
7 | SHORT TIME WITHSTAND TEST AND PEAK WITHSTAND TEST ON 132kV CURRENT TRANSFORMER AT 50kA RMS FOR 1 SEC | SHORT TIME WITHSTAND TEST AND PEAK WITHSTAND TEST ON 132kV CURRENT TRANSFORMER AT 50kA RMS FOR 1 SEC | 2526 | TEST
7 | 46 | SPEED OF OPERATION TEST ON RCCB | 2350 | TEST
7 | IV c (iii) | STC | 105500 | SHIFT
7 | IV g (i) | STC TESTS | 303450 | SHIFT
7 | IV h (i) | STC TESTS | 485100 | SHIFT
7 | IV f (ii) | STC TESTS | 275000 | SHIFT
7 | IV g (II) | STC TESTS | 429000 | SHIFT
7 | IV h (ii) | STC TESTS | 686000 | SHIFT
7 | IV e (iii) | STC TESTS | 252800 | SHIFT
7 | IV f (iii) | STC TESTS | 336500 | SHIFT
7 | IV g (iii) | STC TESTS | 525600 | SHIFT
7 | IV h (iii) | STC TESTS | 840250 | SHIFT
7 | IV d (i) | STC TESTS | 85050 | SHIFT
7 | IV f (i) | STC TESTS | 194250 | SHIFT
7 | IV e (i) | STC TESTS | 145950 | SHIFT
7 | IV d (ii) | STC TESTS | 120300 | SHIFT
7 | IV d (ii) | STC TESTS | 120300 | SHIFT
7 | IV d (ii) | STC TESTS | 120300 | SHIFT
7 | IV d (ii) | STC TESTS | 120300 | SHIFT
7 | IV d (ii) | STC TESTS | 120300 | SHIFT
7 | IV d (ii) | STC TESTS | 120300 | SHIFT
7 | IV d (ii) | STC TESTS | 120300 | SHIFT
7 | IV d (ii) | STC TESTS | 120300 | SHIFT
7 | IV d (ii) | STC TESTS | 120300 | SHIFT
7 | IV d (ii) | STC TESTS | 120300 | SHIFT
7 | IV d (ii) | STC TESTS | 120300 | SHIFT
7 | IV d (ii) | STC TESTS | 120300 | SHIFT
7 | IV d (ii) | STC TESTS | 120300 | SHIFT
7 | IV d (ii) | STC TESTS | 120300 | SHIFT
7 | IV d (ii) | STC TESTS | 120300 | SHIFT
7 | IV e (ii) | STC TESTS | 206400 | SHIFT
7 | IV d (iii) | STC TESTS | 147300 | SHIFT
7 | SCM4.4 | STC TESTS | 170780 | SHIFT
7 | SCM 4.3 | STC TESTS | 110874 | SHIFT
7 | IV d (ii) | STC TESTS | 120300 | SHIFT
7 | IV d (ii) | STC TESTS | 120300 | SHIFT
7 | IV d (ii) | STC TESTS | 120300 | SHIFT
7 | IV d (ii) | STC TESTS | 120300 | SHIFT
7 | IV d (ii) | STC TESTS | 120300 | SHIFT
7 | IV d (ii) | STC TESTS | 120300 | SHIFT
7 | IV d (ii) | STC TESTS | 120300 | SHIFT
7 | IV d (ii) | STC TESTS | 120300 | SHIFT
7 | IV d (ii) | STC TESTS | 120300 | SHIFT
7 | IV d (ii) | STC TESTS | 120300 | SHIFT
7 | IV d (ii) | STC TESTS | 120300 | SHIFT
7 | IV d (ii) | STC TESTS | 120300 | SHIFT
7 | IV d (ii) | STC TESTS | 120300 | SHIFT
7 | SCM 4.4c | STC TESTS ( 2 Secs.) | 146440 | SHIFT
7 | STD CHARGES | STD CHARGES | 525 | TEST
7 | STD CHARGES | STD CHARGES | 1050 | TEST
7 | STD CHARGES | STD CHARGES | 210 | TEST
7 | STD CHARGES | STD CHARGES | 105 | TEST
7 | STD CHARGES | STD CHARGES | 500 | TEST
7 | STD CHARGES | STD CHARGES | 100 | TEST
7 | STD CHARGES | STD CHARGES | 200 | TEST
7 | STD CHARGES | STD CHARGES | 1500 | TEST
7 | 37 | STRENGTH OF ACTUATOR MECHANISM | 1000 | TEST
7 | ST30 | STRENGTH OF ACTUATOR MECHANISM PER TEST | 1400 | TEST
7 | ST30 | STRENGTH OF ACTUATOR MECHANISM PER TEST | 1400 | TEST
7 | ST30 | STRENGTH OF ACTUATOR MECHANISM PER TEST | 1700 | TEST
7 | II c | SWITCHING DUTY /PRESSURE RELIEF/POWER ARC TESTS | 143350 | SHIFT
7 | II a | SWITCHING DUTY TESTS/PRESSURE RELIEF TESTS/SHORT CIRCUIT WITHSTAND TESTS ON LINE TRAPS, REACTORS, IN | 60900 | SHIFT
7 | II b | SWITCHING DUTY/PRESSURE RELIEF/POIWER ARC TESTS | 105000 | SHIFT
7 | II d | SWITCHING DUTY/PRESSURE RELIEF/POWER ARC TESTS | 303450 | SHIFT
7 | II e | SWITCHING DUTY/PRESSURE RELIEF/POWER ARC TESTS | 402700 | SHIFT
7 | II f | SWITCHING DUTY/PRESSURE RELIEF/POWER ARC TESTS | 551250 | SHIFT
7 | II g | SWITCHING DUTY/PRESSURE RELIEF/POWER ARC TESTS | 694600 | SHIFT
7 | 100.1 | SYNTHETIC TEST OF CBS UPTO 72.5 KV | 604050 | SHIFT
7 | III a | SYNTHETIC TESTS ON HV CIRCUIT BREAKERS | 694600 | SHIFT
7 | III b | SYNTHETIC TESTS ON HV CIRCUIT BREAKERS | 964950 | SHIFT
7 | III c | SYNTHETIC TESTS ON HV CIRCUIT BREAKERS | 1378150 | SHIFT
7 | 83.1 | TEMPERATURE RISE TEST | 2450 | TEST
7 | 83.2 | TEMPERATURE RISE TEST | 5050 | TEST/SAMPL
7 | 83.3 | TEMPERATURE RISE TEST | 7500 | TEST/SAMPL
7 | 83.6 | TEMPERATURE RISE TEST | 14700 | TEST/SAMPL
7 | 83.7 | TEMPERATURE RISE TEST | 17350 | TEST/SAMPL
7 | 83.8 | TEMPERATURE RISE TEST | 19950 | TEST/SAMPL
7 | 83.9 | TEMPERATURE RISE TEST | 22050 | TEST/SAMPL
7 | 83.1 | TEMPERATURE RISE TEST | 24150 | TEST/SAMPL
7 | 83.11 | TEMPERATURE RISE TEST | 27300 | TEST/SAMPL
7 | 83.11 | TEMPERATURE RISE TEST | 27300 | TEST/SAMPL
7 | 83.11 | TEMPERATURE RISE TEST | 27300 | TEST/SAMPL
7 | TEMPERATURE RISE TEST | ABOVE 2001A UPTO 3000A | 9975 | TEST/SAMPL
7 | 83.5 | TEMPERATURE RISE TEST | 12600 | TEST
7 | CC-178 | TEMPERATURE RISE TEST | 13650 | TEST
7 | 176 OF DCCD | TEMPERATURE RISE TEST | 6100 | TEST
7 | ST75v | TEMPERATURE RISE TEST ON POWER TRANSFORMERS-ABOVE 1000 KVA & UPTO 7000 KVA | 86600 | TEST
7 | ST75v | TEMPERATURE RISE TEST ON POWER TRANSFORMERS-ABOVE 1000 KVA & UPTO 7000 KVA | 105100 | TEST
7 | ST75v | TEMPERATURE RISE TEST ON POWER TRANSFORMERS-ABOVE 1000 KVA & UPTO 7000 KVA | 126150 | TEST
7 | ST75vii | TEMPERATURE RISE TEST ON POWER TRANSFORMERS-ABOVE 16000 KVA & UPTO 25000 KVA | 240950 | TEST
7 | ST75vii | TEMPERATURE RISE TEST ON POWER TRANSFORMERS-ABOVE 16000 KVA & UPTO 25000 KVA | 292250 | TEST
7 | ST75vii | TEMPERATURE RISE TEST ON POWER TRANSFORMERS-ABOVE 16000 KVA & UPTO 25000 KVA | 350700 | TEST
7 | ST75viii | TEMPERATURE RISE TEST ON POWER TRANSFORMERS-ABOVE 25000 KVA | 312600 | TEST
7 | ST75viii | TEMPERATURE RISE TEST ON POWER TRANSFORMERS-ABOVE 25000 KVA | 379200 | TEST
7 | ST75viii | TEMPERATURE RISE TEST ON POWER TRANSFORMERS-ABOVE 25000 KVA | 455050 | TEST
7 | ST75ii | TEMPERATURE RISE TEST ON POWER TRANSFORMERS-ABOVE 50 KVA & UPTO 75 KVA | 9400 | TEST
7 | ST75ii | TEMPERATURE RISE TEST ON POWER TRANSFORMERS-ABOVE 50 KVA & UPTO 75 KVA | 11450 | TEST
7 | ST75ii | TEMPERATURE RISE TEST ON POWER TRANSFORMERS-ABOVE 50 KVA & UPTO 75 KVA | 13750 | TEST
7 | ST75iv | TEMPERATURE RISE TEST ON POWER TRANSFORMERS-ABOVE 500 KVA & UPTO 1000 KVA | 17650 | TEST
7 | ST75iv | TEMPERATURE RISE TEST ON POWER TRANSFORMERS-ABOVE 500 KVA & UPTO 1000 KVA | 21500 | TEST
7 | ST75iv | TEMPERATURE RISE TEST ON POWER TRANSFORMERS-ABOVE 500 KVA & UPTO 1000 KVA | 25800 | TEST
7 | ST75vi | TEMPERATURE RISE TEST ON POWER TRANSFORMERS-ABOVE 7000 KVA & UPTO 16000 KVA | 159350 | TEST
7 | ST75vi | TEMPERATURE RISE TEST ON POWER TRANSFORMERS-ABOVE 7000 KVA & UPTO 16000 KVA | 193350 | TEST
7 | ST75vi | TEMPERATURE RISE TEST ON POWER TRANSFORMERS-ABOVE 7000 KVA & UPTO 16000 KVA | 232050 | TEST
7 | ST75iii | TEMPERATURE RISE TEST ON POWER TRANSFORMERS-ABOVE 75 KVA & UPTO 500 KVA | 13950 | TEST
7 | ST75iii | TEMPERATURE RISE TEST ON POWER TRANSFORMERS-ABOVE 75 KVA & UPTO 500 KVA | 17000 | TEST
7 | ST75iii | TEMPERATURE RISE TEST ON POWER TRANSFORMERS-ABOVE 75 KVA & UPTO 500 KVA | 20400 | TEST
7 | ST75i | TEMPERATURE RISE TEST ON POWER TRANSFORMERS-UPTO 50 KVA RATING | 6450 | TEST
7 | ST75i | TEMPERATURE RISE TEST ON POWER TRANSFORMERS-UPTO 50 KVA RATING | 7900 | TEST
7 | ST75i | TEMPERATURE RISE TEST ON POWER TRANSFORMERS-UPTO 50 KVA RATING | 9500 | TEST
7 | 178 OF CC | TEMPERATURE RISE TEST ON POWER TRANSFORMERS/CCR'S ABOVE 75 KVA UPTO AND INCL.500 KVA (PER SAMPLE) | 13650 | TEST
7 | 177 OF DCCD | TEMPERATURE RISE TEST ON POWER TRANSFORMERS/CCR'S UPTO 50 KVA RATING | 8950 | TEST
7 | 41 | TEMPERATURE RISE TEST ON RCCB/MCB | 2250 | TEST
7 | TEMPERATURE RISE TEST ON TRANSFORMERS | TEMPERATURE RISE TEST ON TRANSFORMERS | 22575 | TEST
7 | 68iii | TEMPERATURE RISE TEST-ABOVE 1000 A UPTO 2000A | 7900 | TEST
7 | ST68iii | TEMPERATURE RISE TEST-ABOVE 1000 A UPTO 2000A | 11000 | TEST
7 | ST68xii | TEMPERATURE RISE TEST-ABOVE 10000 A UPTO 12000 A | 70050 | TEST
7 | ST68xii | TEMPERATURE RISE TEST-ABOVE 10000 A UPTO 12000 A | 89100 | TEST
7 | ST68xii | TEMPERATURE RISE TEST-ABOVE 10001 A UPTO 12000 A | 178200 | TEST
7 | ST68iii | TEMPERATURE RISE TEST-ABOVE 1001 A UPTO 2000A | 13200 | TEST
7 | ST68xiii | TEMPERATURE RISE TEST-ABOVE 12000 A UPTO 14000 A | 82700 | TEST
7 | ST68xiii | TEMPERATURE RISE TEST-ABOVE 12000 A UPTO 14000 A | 105150 | TEST
7 | ST68xiii | TEMPERATURE RISE TEST-ABOVE 12001 A UPTO 14000 A | 210300 | TEST
7 | ST68xiv | TEMPERATURE RISE TEST-ABOVE 14000 A UPTO 16000 A | 94850 | TEST
7 | ST68xiv | TEMPERATURE RISE TEST-ABOVE 14000 A UPTO 16000 A | 109600 | TEST
7 | ST68xiv | TEMPERATURE RISE TEST-ABOVE 14001 A UPTO 16000 A | 219200 | TEST
7 | ST68xv | TEMPERATURE RISE TEST-ABOVE 16000 A UPTO 18000 A | 107550 | TEST
7 | ST68xv | TEMPERATURE RISE TEST-ABOVE 16000 A UPTO 18000 A | 124250 | TEST
7 | ST68xv | TEMPERATURE RISE TEST-ABOVE 16001 A UPTO 18000 A | 248500 | TEST
7 | ST68xvi | TEMPERATURE RISE TEST-ABOVE 18000 A UPTO 20000 A | 120200 | TEST
7 | ST68xvi | TEMPERATURE RISE TEST-ABOVE 18000 A UPTO 20000 A | 138900 | TEST
7 | ST68xvi | TEMPERATURE RISE TEST-ABOVE 18001 A UPTO 20000 A | 277800 | TEST
7 | ST68ii | TEMPERATURE RISE TEST-ABOVE 200 A UPTO 1000A | 5400 | TEST
7 | ST68ii | TEMPERATURE RISE TEST-ABOVE 200 A UPTO 1000A | 7600 | TEST
7 | ST68iv | TEMPERATURE RISE TEST-ABOVE 2000 A UPTO 3000 A | 10500 | TEST
7 | ST68iv | TEMPERATURE RISE TEST-ABOVE 2000 A UPTO 3000 A | 14650 | TEST
7 | ST68xvii | TEMPERATURE RISE TEST-ABOVE 20000 A | 158800 | TEST
7 | ST68xvii | TEMPERATURE RISE TEST-ABOVE 20000 A | 183450 | TEST
7 | ST68xvii | TEMPERATURE RISE TEST-ABOVE 20000 A | 366900 | TEST
7 | ST68iv | TEMPERATURE RISE TEST-ABOVE 2001 A UPTO 3000 A | 17600 | TEST
7 | ST68ii | TEMPERATURE RISE TEST-ABOVE 201 A UPTO 1000A | 9150 | TEST
7 | ST68v | TEMPERATURE RISE TEST-ABOVE 3000 A UPTO 4000 A | 13650 | TEST
7 | ST68v | TEMPERATURE RISE TEST-ABOVE 3000 A UPTO 4000 A | 19000 | TEST
7 | ST68v | TEMPERATURE RISE TEST-ABOVE 3001 A UPTO 4000 A | 22800 | TEST
7 | ST68vi | TEMPERATURE RISE TEST-ABOVE 4000 A UPTO 5000 A | 16800 | TEST
7 | ST68vi | TEMPERATURE RISE TEST-ABOVE 4000 A UPTO 5000 A | 23350 | TEST
7 | ST68vi | TEMPERATURE RISE TEST-ABOVE 4001 A UPTO 5000 A | 28050 | TEST
7 | ST68vii | TEMPERATURE RISE TEST-ABOVE 5000 A UPTO 6000 A | 18250 | TEST
7 | ST68vii | TEMPERATURE RISE TEST-ABOVE 5000 A UPTO 6000 A | 24350 | TEST
7 | ST68vii | TEMPERATURE RISE TEST-ABOVE 5001 A UPTO 6000 A | 29250 | TEST
7 | ST68viii | TEMPERATURE RISE TEST-ABOVE 6000 A UPT 7000 A | 20950 | TEST
7 | ST68viii | TEMPERATURE RISE TEST-ABOVE 6000 A UPT 7000 A | 26650 | TEST
7 | ST68viii | TEMPERATURE RISE TEST-ABOVE 6001 A UPT 7000 A | 53300 | TEST
7 | ST68ix | TEMPERATURE RISE TEST-ABOVE 7000 A UPTO 8000 A | 23200 | TEST
7 | ST68ix | TEMPERATURE RISE TEST-ABOVE 7000 A UPTO 8000 A | 29550 | TEST
7 | ST68ix | TEMPERATURE RISE TEST-ABOVE 7001 A UPTO 8000 A | 59100 | TEST
7 | ST68x | TEMPERATURE RISE TEST-ABOVE 8000 A UPTO 9000 A | 25400 | TEST
7 | ST68x | TEMPERATURE RISE TEST-ABOVE 8000 A UPTO 9000 A | 32350 | TEST
7 | ST68x | TEMPERATURE RISE TEST-ABOVE 8001 A UPTO 9000 A | 64700 | TEST
7 | ST68xi | TEMPERATURE RISE TEST-ABOVE 9000 A UPTO 10000 A | 28150 | TEST
7 | ST68xi | TEMPERATURE RISE TEST-ABOVE 9000 A UPTO 10000 A | 35900 | TEST
7 | ST68xi | TEMPERATURE RISE TEST-ABOVE 9001 A UPTO 10000 A | 71800 | TEST
7 | 83.4 | TEMPERATURE RISE TEST-PER TEST, PER SAMPLE-ABOVE 2001A UPTO3000A | 10000 | TEST
7 | ST68i | TEMPERATURE RISE TEST-UPTO 200 A | 3500 | TEST
7 | ST68i | TEMPERATURE RISE TEST-UPTO 200 A | 4950 | TEST
7 | ST68i | TEMPERATURE RISE TEST-UPTO 200 A | 5950 | TEST
7 | 85 | TEST FOR INGRESS OF LIQUIDS | 3400 | TEST
7 | 53 | TEST DEVICE TRIP TEST ON RCCB | 750 | TEST
7 | 84 | TEST FOR INGRESS OF SOLID PARTICLES | 4350 | TEST/SAMPL
7 | 80 | TEST FOR MECH. STRENGTH ON REWIRABLE FUSES | 280 | TEST
7 | ST65 | TEST FOR MECHANICAL STRENGTH ON REWIRABLE FUSES-PER TEST | 450 | TEST
7 | ST65 | TEST FOR MECHANICAL STRENGTH ON REWIRABLE FUSES-PER TEST | 450 | TEST
7 | ST65 | TEST FOR MECHANICAL STRENGTH ON REWIRABLE FUSES-PER TEST | 550 | TEST
7 | ST-20 | TEST OF O/C RELEASE FOR CHEKCING OPERATING TIME UPTO 3 TIMES NORMAL CURRENT (AC/DC) | 850 | TEST
7 | TEST-M4.5 | SHORT TIME WITHSTAND CURRENT TEST M4.5- 1 - 17442 ADDITIONAL BILL FOR BILL NO. 1573/31.07.2019 | 34509 | PER TEST
7 | ST20 | TESTS OF O/C RELEASE FOR CHECKING OPERATING TIME UNDER OVERLOAD CONDITIONS-PER TEST | 1400 | TEST
7 | ST20 | TESTS OF O/C RELEASE FOR CHECKING OPERATING TIME UNDER OVERLOAD CONDITIONS-PER TEST | 1400 | TEST
7 | ST20 | TESTS OF O/C RELEASE FOR CHECKING OPERATING TIME UNDER OVERLOAD CONDITIONS-PER TEST | 1700 | TEST
7 | 103 | THERMAL ABILITY TEST | 11030 | TEST
7 | 103 | THERMAL ABILITY TEST | 14390 | TEST
7 | NOTE 11 (M5.3) | THERMAL ABILITY TEST | 22140 | TEST
7 | SCM5.3 T | THERMAL ABILITY TEST | 19160 | TEST
7 | SCM5.5 T | THERMAL ABILITY TEST | 49740 | TEST
7 | SCM5.5 T | THERMAL ABILITY TEST | 52230 | TEST
7 | SCM5.6 T | THERMAL ABILITY TEST | 66570 | TEST
7 | NOTE 11 | THERMAL ABILITY TEST | 22320 | TEST
7 | SCM5.2 T | THERMAL SHORT CIRCUIT TEST | 15330 | TEST
7 | SCM5.8(I) | THERMAL SHOT - 20% OF SHIFT CHARGES EXTRA | 101580 | SHOT
7 | SCM5.8(I) | THERMAL SHOT - 20% OF SHIFT CHARGES EXTRA | 90360 | SHOT
7 | SCM5.8(I) | THERMAL SHOT - 20% OF SHIFT CHARGES EXTRA(10-16MVA) | 142350 | SHOT
7 | SCM5.8(II) | THERMAL SHOT - 20% OF SHIFT CHARGES EXTRA(17-25MVA) | 213700 | SHOT
7 | SCM5.8(III) | THERMAL SHOT - 20% OF SHIFT CHARGES EXTRA(26-31.5MVA) | 420300 | SHOT
7 | SCM5.7(I) | THERMAL SHOT - 20% OF SHiFT CHARGES FOR THE TEST | 61080 | SHOT
7 | SCM5.6(I) | THERMAL SHOT - 20% OF THE SHIFT CHARGES ( >1600 UPTO 3150 KVA) | 52260 | SHOT
7 | NOTE11 | THERMAL STABILITY TEST(20% OF 1/2 SHIFT CHARGES) | 5515 | TEST
7 | NOTE11 | THERMAL STABILITY TEST(20% OF 1/2 SHIFT CHARGES) | 62680 | TEST
7 | NOTE11 | THERMAL STABILITY TEST(20% OF 1/2 SHIFT CHARGES) | 79890 | TEST
7 | THERMAL TEST CHARGES | THERMAL TEST CHARGES | 62680 | TEST
7 | SCM5.1 T | THERML SHORT CIRCUIT TEST | 11600 | TEST
7 | TPI | THIRD PARTY INSPECTION CHARGES | 30000 | DAY
7 | THIRD PARTY WITNESS | THIRD PARTY WITNESS | 50000 | NOS
7 | 89 | TIGHTNESS TEST ON BUSHING | 950 | TEST
7 | 33 | TIME CURRENT CHARACTERISTICS FOR CGBS, MCBS FUSES | 7600 | TEST
7 | ST25 | TIME CURRENT CHARACTERISTICS FOR CIRCUIT BREAKERS, MCBS, FUSES, OVER CURRENT RELEASES ETC. | 9650 | TEST
7 | ST25 | TIME CURRENT CHARACTERISTICS FOR CIRCUIT BREAKERS, MCBS, FUSES, OVER CURRENT RELEASES ETC. | 11600 | TEST
7 | ST25 | TIME CURRENT CHARACTERISTICS FR CIRCUIT BREAKERS, MCBS, FUSES, OVER CURRENT RELEASES ET | 9650 | TEST
7 | 45 | TRANSFORMER (CURRENT)BALANCE TEST ON RCCB) | 600 | TEST
7 | SCM5.12 | TRANSFORMER FOR SHORT CIRCUIT WITHSTAND TEST - > 50MVA & upto 70 MVA | 2661550 | TEST
7 | SCM5.8.1 | TRANSFORMERS FOR SHORT CIRCUIT WITHSTAND TEST - >10.0 UPTO 16MVA | 711600 | TEST
7 | SCM5.9 | TRANSFORMERS FOR SHORT CIRCUIT WITHSTAND TEST - >16 UPTO 25MVA | 1017550 | TEST
7 | SCM5.6 | TRANSFORMERS FOR SHORT CIRCUIT WITHSTAND TEST - >1600 UPTO 3150KVA | 399450 | TEST
7 | SCM5.10 | TRANSFORMERS FOR SHORT CIRCUIT WITHSTAND TEST - >25 UPTO 31.5MVA | 2001200 | TEST
7 | SCM5.10 | TRANSFORMERS FOR SHORT CIRCUIT WITHSTAND TEST - >25 UPTO 31.5MVA | 2101300 | TEST
7 | SCM5.3 | TRANSFORMERS FOR SHORT CIRCUIT WITHSTAND TEST - >250 UPTO 500KVA ( | 139500 | TEST
7 | SCM5.4 | TRANSFORMERS FOR SHORT CIRCUIT WITHSTAND TEST - >250 UPTO 500KVA(>11KV) | 214600 | TEST
7 | SCM5.7 | TRANSFORMERS FOR SHORT CIRCUIT WITHSTAND TEST - >3.15 UPTO 7.0MVA | 611250 | TEST
7 | SCM5.11 | TRANSFORMERS FOR SHORT CIRCUIT WITHSTAND TEST - >31.5 UPTO 50MVA | 2268000 | SHIFT
7 | SCM5.11 | TRANSFORMERS FOR SHORT CIRCUIT WITHSTAND TEST - >31.5 UPTO 50MVA | 2381400 | SHIFT
7 | SCM5.5 | TRANSFORMERS FOR SHORT CIRCUIT WITHSTAND TEST - >500 UPTO 1600KVA | 313400 | TEST
7 | SCM5.8 | TRANSFORMERS FOR SHORT CIRCUIT WITHSTAND TEST - >7.0 UPTO 16MVA | 677700 | TEST
7 | SCM5.1 | TRANSFORMERS FOR SHORT CIRCUIT WITHSTAND TEST - UPTO 250KVA( | 84450 | TEST
7 | SCM5.2 | TRANSFORMERS FOR SHORT CIRCUIT WITHSTAND TEST - UPTO 250KVA(>11KV) | 111600 | TEST
7 | TRANSFORMERS FOR SHORT CIRCUIT WITHSTAND TEST M5.5-16244 | TRANSFORMERS FOR SHORT CIRCUIT WITHSTAND TEST M5.5-16244 | 313400 | TEST
7 | SCM5.9 | TRANSFORMERS FOR SHORT CIRCUIT WITHSTAND TEST->16 UPTO 25 MVA | 533850 | TEST
7 | SCM5.9 | TRANSFORMERS FOR SHORT CIRCUIT WITHSTAND TEST->16 UPTO 25 MVA | 678350 | SHIFT
7 | SCM5.9 | TRANSFORMERS FOR SHORT CIRCUIT WITHSTAND TEST->16 UPTO 25 MVA | 1068450 | SHIFT
7 | SCM5.6 | TRANSFORMERS FOR SHORT CIRCUIT WITHSTAND TEST->1600 UPTO 3150 KVA | 274400 | TEST
7 | SCM5.6 | TRANSFORMERS FOR SHORT CIRCUIT WITHSTAND TEST->1600 UPTO 3150 KVA | 332850 | SHIFT
7 | SCM5.10 | TRANSFORMERS FOR SHORT CIRCUIT WITHSTAND TEST->25 UPTO 31.5 MVA | 787500 | TEST
7 | SCM5.10 | TRANSFORMERS FOR SHORT CIRCUIT WITHSTAND TEST->25 UPTO 31.5 MVA | 1000600 | SHIFT
7 | SCM5.4 | TRANSFORMERS FOR SHORT CIRCUIT WITHSTAND TEST->250 UPTO 500 KVA (> 11 KV) | 147350 | TEST
7 | SCM5.4 | TRANSFORMERS FOR SHORT CIRCUIT WITHSTAND TEST->250 UPTO 500 KVA (> 11 KV) | 178800 | SHIFT
7 | SCM5.7 | TRANSFORMERS FOR SHORT CIRCUIT WITHSTAND TEST->3.15 UPTO 7.0 MVA | 320700 | TEST
7 | SCM5.7 | TRANSFORMERS FOR SHORT CIRCUIT WITHSTAND TEST->3.15 UPTO 7.0 MVA | 407500 | SHIFT
7 | SCM5.11 | TRANSFORMERS FOR SHORT CIRCUIT WITHSTAND TEST->31.5 UPTO 50 MVA | 892500 | TEST
7 | SCM5.11 | TRANSFORMERS FOR SHORT CIRCUIT WITHSTAND TEST->31.5 UPTO 50 MVA | 1134000 | SHIFT
7 | SCM5.5 | TRANSFORMERS FOR SHORT CIRCUIT WITHSTAND TEST->500 UPTO 1600 KVA | 215250 | TEST
7 | SCM5.5 | TRANSFORMERS FOR SHORT CIRCUIT WITHSTAND TEST->500 UPTO 1600 KVA | 261150 | SHIFT
7 | SCM5.8 | TRANSFORMERS FOR SHORT CIRCUIT WITHSTAND TEST->7.0 UPTO 16 MVA | 355550 | TEST
7 | SCM5.8 | TRANSFORMERS FOR SHORT CIRCUIT WITHSTAND TEST->7.0 UPTO 16 MVA | 451800 | SHIFT
7 | SCM5.12 | TRANSFORMERS FOR SHORT CIRCUIT WITHSTAND TEST-ABOVE 50 MVA | 997500 | TEST
7 | SCM5.12 | TRANSFORMERS FOR SHORT CIRCUIT WITHSTAND TEST-ABOVE 50 MVA | 1267400 | SHIFT
7 | SCM5.2 | TRANSFORMERS FOR SHORT CIRCUIT WITHSTAND TEST-UPTO 250 KVA (> 11 KV) | 76650 | TEST
7 | SCM5.1 | TRANSFORMERS FOR SHORT CIRCUIT WITHSTAND TEST-UPTO 250 KVA) | 60900 | TEST
7 | SCM5.3 | TRANSFORMERS FOR SHORT CIRCUIT WITHSTAND TEST(>250 UPTO 500 KVA>11 KV | 95800 | TEST
7 | ST53 | TRIP TEST ON MCBS AND OTHER EQUIPMENT UPT 3 TIMES NORMAL CURRENT ON AC/DC -PER SAMPLE | 1400 | TEST
7 | ST53 | TRIP TEST ON MCBS AND OTHER EQUIPMENT UPT 3 TIMES NORMAL CURRENT ON AC/DC -PER SAMPLE | 1400 | TEST
7 | ST53 | TRIP TEST ON MCBS AND OTHER EQUIPMENT UPT 3 TIMES NORMAL CURRENT ON AC/DC -PER SAMPLE | 1700 | TEST
7 | 66 | TRIPPING CHARACTERISTICS ON MCB | 2550 | RATING
7 | ST51 | TRIPPING CHARACTERISTICS ON MCB PER SAMPLE PER RATING | 3900 | TEST
7 | ST51 | TRIPPING CHARACTERISTICS ON MCB PER SAMPLE PER RATING | 3900 | TEST
7 | ST51 | TRIPPING CHARACTERISTICS ON MCB PER SAMPLE PER RATING | 4700 | TEST
7 | ST37 | TRIPPING TEST/TEST FOR TRIP FREE/TEST DEVICE-PER TEST | 1400 | TEST
7 | ST37 | TRIPPING TEST/TEST FOR TRIP FREE/TEST DEVICE-PER TEST | 1400 | TEST
7 | ST37 | TRIPPING TEST/TEST FOR TRIP FREE/TEST DEVICE-PER TEST | 1700 | TEST
7 | ST1 | TURNS RATIO MEASUREMENT (PER MEASUREMENT) | 700 | TEST
7 | ST1 | TURNS RATIO MEASUREMENT (PER MEASUREMENT) | 700 | TEST
7 | ST1 | TURNS RATIO MEASUREMENT (PER MEASUREMENT) | 850 | TEST
7 | TURNS RATIO MEASUREMENT ST-1-16677 | TURNS RATIO MEASUREMENT ST-1-16677 | 850 | TEST
7 | UNTANKING & TANKING AFTER SHORT CIRCUIT TEST | 315 kVA, 33/0.433 kV THREE PHASE TRANSFORMER | 212 | TEST
7 | ST41 | VERIFICATION OF BEHAVIOUR OFRESIDUAL CURRENT DEVICE IN CASE OF FAILURE OF LINE VOLTAGE-PER TEST/SAM | 2000 | TEST
7 | ST41 | VERIFICATION OF BEHAVIOUR OFRESIDUAL CURRENT DEVICE IN CASE OF FAILURE OF LINE VOLTAGE-PER TEST/SAM | 2000 | TEST
7 | ST41 | VERIFICATION OF BEHAVIOUR OFRESIDUAL CURRENT DEVICE IN CASE OF FAILURE OF LINE VOLTAGE-PER TEST/SAM | 2400 | TEST
7 | ST42 | VERIFICATION OF CLEARANCE & CREEPAGE DISTANCES PER SAMPLE | 1200 | TEST
7 | ST42 | VERIFICATION OF CLEARANCE & CREEPAGE DISTANCES PER SAMPLE | 1200 | TEST
7 | ST42 | VERIFICATION OF CLEARANCE & CREEPAGE DISTANCES PER SAMPLE | 1450 | TEST
7 | ST63 | VERIFICATION OF FREEDOM FROM SEASON CRACKING-PER TEST(MAX. 3 RATINGS ALLOWED TO TEST SIMULTANEOUSLY) | 8500 | TEST
7 | ST63 | VERIFICATION OF FREEDOM FROM SEASON CRACKING-PER TEST(MAX. 3 RATINGS ALLOWED TO TEST SIMULTANEOUSLY) | 8500 | TEST
7 | ST63 | VERIFICATION OF FREEDOM FROM SEASON CRACKING-PER TEST(MAX. 3 RATINGS ALLOWED TO TEST SIMULTANEOUSLY) | 10200 | TEST
7 | ST32 | VERIFICATION OF LIMITS OF OPERATION OF VOLTAGE OPERATED CONTROL EQUIPMENT PER MEASUREMENT | 850 | TEST
7 | ST32 | VERIFICATION OF LIMITS OF OPERATION OF VOLTAGE OPERATED CONTROL EQUIPMENT PER MEASUREMENT | 850 | TEST
7 | ST32 | VERIFICATION OF LIMITS OF OPERATION OF VOLTAGE OPERATED CONTROL EQUIPMENT PER MEASUREMENT | 1050 | TEST
7 | ST28 | VERIFICATION OF MECHANICAL STRENGTH PROPERTIES OF TERMINALS PER POLE | 950 | TEST
7 | ST28 | VERIFICATION OF MECHANICAL STRENGTH PROPERTIES OF TERMINALS PER POLE | 950 | TEST
7 | ST28 | VERIFICATION OF MECHANICAL STRENGTH PROPERTIES OF TERMINALS PER POLE | 1150 | TEST
7 | ST39 | VERIFICATION OF MECHANISM OF RCCB/MCB PER POLE, PER SAMPLE PER TEST | 700 | TEST
7 | ST39 | VERIFICATION OF MECHANISM OF RCCB/MCB PER POLE, PER SAMPLE PER TEST | 700 | TEST
7 | ST39 | VERIFICATION OF MECHANISM OF RCCB/MCB PER POLE, PER SAMPLE PER TEST | 850 | TEST
7 | ST27 | VERIFICATION OF TERMINAL FLEXION TEST ON CONTACTORS AND STARTERS-PER POLE | 950 | TEST
7 | ST27 | VERIFICATION OF TERMINAL FLEXION TEST ON CONTACTORS AND STARTERS-PER POLE | 950 | TEST
7 | ST27 | VERIFICATION OF TERMINAL FLEXION TEST ON CONTACTORS AND STARTERS-PER POLE | 1150 | TEST
7 | ST40b | VERIFICATION OF THE OPERATION OF RCCB AT THE LIMITING VALUE OF LINE VOLTAGE-PER TEST/SAMPLE | 2000 | TEST
7 | ST40b | VERIFICATION OF THE OPERATION OF RCCB AT THE LIMITING VALUE OF LINE VOLTAGE-PER TEST/SAMPLE | 2400 | TEST
7 | ST40a | VERIFICATION OF THE OPERATION OF TEST DEVICE OF RCCB AT THE LIMITS OF RATED VOLTAGE-PER TEST/SAMPLE | 2000 | TEST
7 | ST40a | VERIFICATION OF THE OPERATION OF TEST DEVICE OF RCCB AT THE LIMITS OF RATED VOLTAGE-PER TEST/SAMPLE | 2400 | TEST
7 | ST2 | VERIFICATION OF VECTOR RELATIONSHIP OF TRANSFORMER-PER TEST | 700 | TEST
7 | ST2 | VERIFICATION OF VECTOR RELATIONSHIP OF TRANSFORMER-PER TEST | 700 | TEST
7 | ST2 | VERIFICATION OF VECTOR RELATIONSHIP OF TRANSFORMER-PER TEST | 850 | TEST
7 | VERIFICATION OF VECTOR RELATIONSHIP ST-2/16678 | VERIFICATION OF VECTOR RELATIONSHIP ST-2/16678 | 850 | TEST
7 | ST87 | VIDEGRAPHY CHARGES (AT ACTUALS) | 3500 | TEST
7 | VIDEO RFECORDING OF TESTS | VIDEO RFECORDING OF TESTS | 500 | TEST
7 | ST87 | VIDEOGRAPHY CHARGES (AT ACTUALS) | 7000 | LS
7 | ST87 | VIDEOGRAPHY CHARGES (AT ACTUALS) | 10500 | LS
7 | ST19i | VOLTAGE RATIO & PHASE DISPLACEMENT TEST ON VTS (UPTO 11 KV) PER TEST PER BURDEN | 1400 | TEST
7 | ST19i | VOLTAGE RATIO & PHASE DISSPLACEMENT TEST ON VTS (UPTO 11 KV) PER TEST PER BURDEN | 1700 | TEST
7 | SC19ii | VOLTAGE RATIO AND PHASE DISPLACEMENT TEST ON VTS (ABOVE 11 KV)-PER TEST,PER BURDEN | 2000 | TEST
7 | ST19ii | VOLTAGE RATIO AND PHASE DISPLACEMENT TEST ON VTS (ABOVE 11 KV)-PER TEST,PER BURDEN | 2400 | TEST
7 | 77 OF DCCD | WATER ABSORPTION TEST | 8925 | TEST
7 | ST66 | WITHDRAWAL FORCE TESTS ON REWIRABLE FUSES-PER TEST | 1400 | TEST
7 | ST66 | WITHDRAWAL FORCE TESTS ON REWIRABLE FUSES-PER TEST | 1400 | TEST
7 | ST66 | WITHDRAWAL FORCE TESTS ON REWIRABLE FUSES-PER TEST | 1700 | TEST
8 | HVTRF/03/16-17 | 10 HRS POWER FREQ. VOLTAGE W/S. TEST(above 1 kV & upto 22 kV) | 74000 | TEST
8 | HVT12-O1.8 | 100 HRS. AGEING TEST UNDER SALT FOG CONDITIONS | 61000 | TEST
8 | HVT12-O1.8 | 100 HRS. AGEING TEST UNDER SALT FOG CONDITIONS | 73200 | TEST
8 | HV/TRF/04/12-1-15 | 1000 hrs WEATHER AGEING TEST UNDER SALT FOG CONDITION (36 to 100 kv) | 791000 | TEST
8 | HV/TRF/04/12-1-15 | 1000 hrs WEATHER AGEING TEST UNDER SALT FOG CONDITION(101 to 150kv) | 1227600 | TEST
8 | HVT12-O1.6 | 1000 HRS. AGEING TEST UNDER SALT FOG CONDITIONS | 332250 | TEST
8 | HVT12-O1.6 | 1000 HRS. AGEING TEST UNDER SALT FOG CONDITIONS | 500000 | TEST
8 | HVT12-O1.7 | 1000 HRS. AGEING TEST UNDER SALT FOG CONDITIONS (FOR 2 SETS AT A TIME) | 473400 | TEST
8 | HVT12-O1.7 | 1000 HRS. AGEING TEST UNDER SALT FOG CONDITIONS (FOR 2 SETS AT A TIME) | 568100 | TEST
8 | ICG9 | 1100 HOURS AGEING TEST ON ARRESTER SECTIONS | 254700 | TEST
8 | ICG9 | 1100 HOURS AGEING TEST ON ARRESTER SECTIONS | 305650 | TEST
8 | MEVB9 | 24 HR MEECH.TEST ON INSULATOR STRING/TENSILE & COMPREHENSIVE TEST ON SPACER/DAMPER SUITABLE | 28800 | TEST
8 | HVT1-A1.28 | 24 HRS. MECHANICAL FAILING LOAD TEST | 19200 | TEST
8 | HVT1-A1.28 | 24 HRS. MECHANICAL FAILING LOAD TEST | 25000 | TEST
8 | IMPULSE VOLTAGE WITHSTAND TEST THREE PHASE CHOPPED-HVT7K1-004 | IMPULSE VOLTAGE WITHSTAND TEST THREE PHASE CHOPPED-HVT7K1-004 | 1060 | TEST
8 | HVT1-A5.5 | 50% IMPULSE VOLTAGE FLASH OVER TEST (BOTH POLARITIES) (WET) | 29350 | TEST
8 | HVT1-A5.5 | 50% IMPULSE VOLTAGE FLASH OVER TEST (BOTH POLARITIES) (WET) | 38200 | TEST
8 | HT1-A2.4 | 50% IMPULSE VOLTAGE FLASH OVER TEST (BOTH POLARITIES) DRY | 6400 | TEST
8 | HVT1-A4.4 | 50% IMPULSE VOLTAGE FLASH OVER TEST (BOTH POLARITIES) DRY | 16200 | TEST
8 | HVT1-A2.4 | 50% IMPULSE VOLTAGE FLASH OVER TEST (BOTH POLARITIES) DRY | 8350 | TEST
8 | HVT1-A4.4 | 50% IMPULSE VOLTAGE FLASH OVER TEST (BOTH POLARITIES) DRY | 22700 | TEST
8 | HVT1-A2.5 | 50% IMPULSE VOLTAGE FLASH OVER TEST (BOTH POLARITIES) WET | 7200 | TEST
8 | HVT1-A2.5 | 50% IMPULSE VOLTAGE FLASH OVER TEST (BOTH POLARITIES) WET | 9400 | TEST
8 | HVT1-A5.4 | 50% IMPULSE VOLTAGE FLASH OVER TEST(BOTH POLARITIES) DRY | 26850 | TEST
8 | HVT1-A5.4 | 50% IMPULSE VOLTAGE FLASH OVER TEST(BOTH POLARITIES) DRY | 34950 | TEST
8 | HVT1-A1.4 | 50% IMPULSE VOLTAGE FLASHOVER TEST (BOTH POLARITIES) DRY | 5400 | TEST
8 | HVT1-A3.4 | 50% IMPULSE VOLTAGE FLASHOVER TEST (BOTH POLARITIES) DRY | 7650 | TEST
8 | HVT1-A1.4 | 50% IMPULSE VOLTAGE FLASHOVER TEST (BOTH POLARITIES) DRY | 7050 | TEST
8 | HVT1-A3.4 | 50% IMPULSE VOLTAGE FLASHOVER TEST (BOTH POLARITIES) DRY | 9950 | TEST
8 | HVT1-A1.5 | 50% IMPULSE VOLTAGE FLASHOVER TEST (BOTH POLARITIES) WET | 5750 | TEST
8 | HVT1-A3.5 | 50% IMPULSE VOLTAGE FLASHOVER TEST (BOTH POLARITIES) WET | 8550 | TEST
8 | HVT1-A4.5 | 50% IMPULSE VOLTAGE FLASHOVER TEST (BOTH POLARITIES) WET | 17350 | TEST
8 | HVT1-A1.5 | 50% IMPULSE VOLTAGE FLASHOVER TEST (BOTH POLARITIES) WET | 7500 | TEST
8 | HVT1-A3.5 | 50% IMPULSE VOLTAGE FLASHOVER TEST (BOTH POLARITIES) WET | 11150 | TEST
8 | HVT1-A4.5 | 50% IMPULSE VOLTAGE FLASHOVER TEST (BOTH POLARITIES) WET | 24300 | TEST
8 | LIGHTNING IMPULSE VOLTAGE WITHSTAND TEST (NON CHOPPED) ON HT WINDINGS - HVT7K1-004 | LIGHTNING IMPULSE VOLTAGE WITHSTAND TEST (NON CHOPPED) ON HT WINDINGS - HVT7K1-004 | 873 | TEST
8 | PAGE 147 | ADDITIONAL COPY OF TEST REPORTS | 2000 | REPORT
8 | PAGE 147 | ADDITIONAL COPY OF TEST REPORTS | 10000 | REPORT
8 | ADDITIONAL TEST REPORT-16634 | ADDITIONAL TEST REPORT-16634 | 181.15 | TEST
8 | ICG8 | AGEING TEST | 378550 | TEST
8 | ICG15 | AGEING TEST | 378550 | TEST
8 | ICG8 | AGEING TEST | 454300 | TEST
8 | ICG 16 | AGEING TEST | 454300 | TEST
8 | HV | AGEING TEST ON BLOCKS | 200000 | TEST
8 | ICG16 | AGEING TEST ON SURGE COUNTERS (PER SAMPLE) | 63650 | TEST
8 | ICG 16 (a) | AGEING TEST ON SURGE COUNTERS (PER SAMPLE) | 76400 | TEST
8 | HV/TRF/02/1-8-16 | ASSEMBLED CORE LOAD TEST - 36 kV TO 400 kV | 241950 | TEST
8 | HV | BENDING MOMENT TEST ON POLYMER INSULATOR (ABOVE 150 kV) | 901000 | TEST
8 | BENDING MOMENT TEST ON POLYMER LIGHTNING ARRESTERS-ABOVE 36 KV UPTO 74 KV (INCLUSIVE) | BENDING MOMENT TEST ON POLYMER LIGHTNING ARRESTERS-ABOVE 36 KV UPTO 74 KV (INCLUSIVE) | 530600 | PER TEST
8 | BENDING MOMENT TEST ON POLYMER LIGHTNING ARRESTERS-ABOVE 74 KV UP TO 145KV(INCLUSIVE) | BENDING MOMENT TEST ON POLYMER LIGHTNING ARRESTERS-ABOVE 74 KV UP TO 145KV(INCLUSIVE) | 695000 | PER TEST
8 | BENDING MOMENT TEST ON POLYMER LIGHTNING ARRESTERS-UPTO 36 KV(INCLUSIVE) | BENDING MOMENT TEST ON POLYMER LIGHTNING ARRESTERS-UPTO 36 KV(INCLUSIVE) | 462800 | PER TEST
8 | HVT1-A1.29 | BENDING TEST (VBL) | 21500 | TEST
8 | HVT1-A1.29 | BENDING TEST (VBL) | 27950 | TEST
8 | HVT-12N4-15 | BIAS TEST- 1kV to 36 kV | 200000 | TEST
8 | HVT12-O1.12 | BRITTLE FRACTURE RESISTANCE TEST | 76800 | TEST
8 | PAGE 150 | CHARGES FOR ADDITIONAL/DUPLICATE TEST REPORTS | 500 | TEST
8 | 1.15 | CHARGES FOR ADDITIONAL/DUPLICATE TEST REPORTS | 950 | TEST
8 | 1.15 | CHARGES FOR ADDITIONAL/DUPLICATE TEST REPORTS | 1000 | TEST
8 | 1.15 | CHARGES FOR ADDITIONAL/DUPLICATE TEST REPORTS | 1350 | TEST
8 | 1.15 | CHARGES FOR ADDITIONAL/DUPLICATE TEST REPORTS | 1450 | TEST
8 | 1.15 | CHARGES FOR ADDITIONAL/DUPLICATE TEST REPORTS | 1850 | TEST
8 | 1.15 | CHARGES FOR ADDITIONAL/DUPLICATE TEST REPORTS | 2000 | TEST
8 | 1.15 | CHARGES FOR ADDITIONAL/DUPLICATE TEST REPORTS | 3400 | TEST
8 | 1.15 | CHARGES FOR ADDITIONAL/DUPLICATE TEST REPORTS | 3550 | TEST
8 | PAGE 150 | CHARGES FOR ADDITONAL/DUPLICATE TEST REPORTS | 550 | TEST
8 | HVT6-J 1.4 | CHOPPED IMPULSE VOLTAGE WITHSTAND TEST | 19550 | TEST
8 | HVT6-J 1.4 | CHOPPED IMPULSE VOLTAGE WITHSTAND TEST | 23500 | TEST
8 | HVT4-G1.7 | CHOPPED IMPULSE VOLTAGE WITHSTAND TEST (BOTH POLARITIES) | 20100 | TEST
8 | HVT4-G1.7 | CHOPPED IMPULSE VOLTAGE WITHSTAND TEST (BOTH POLARITIES) | 26150 | TEST
8 | HVT3-C1.5 | CHOPPED IMPULSE VOLTAGE WITHSTAND TEST 1 PHASE (BOTH POLARITIES) | 14200 | TEST
8 | HVT3-C1.5 | CHOPPED IMPULSE VOLTAGE WITHSTAND TEST 1 PHASE (BOTH POLARITIES) | 21300 | TEST
8 | HVT3-C1.6 | CHOPPED IMPULSE VOLTAGE WITHSTAND TEST 3 PHASE | 21500 | TEST
8 | HVT3-C1.6 | CHOPPED IMPULSE VOLTAGE WITHSTAND TEST 3 PHASE | 32250 | TEST
8 | HVT4-H1.14 | CHOPPED LIGHTNING IMPULSE VOLTAGE WITHSTAND TEST | 25850 | TEST
8 | HVT6-J4.9 | CHOPPED LIGHTNING IMPULSE VOLTAGE WITHSTAND TEST | 21600 | TEST
8 | HVT6-J5.10 | CHOPPED LIGHTNING IMPULSE VOLTAGE WITHSTAND TEST | 29800 | TEST
8 | HVT4-H1.14 | CHOPPED LIGHTNING IMPULSE VOLTAGE WITHSTAND TEST | 38800 | TEST
8 | HVT6-J4.9 | CHOPPED LIGHTNING IMPULSE VOLTAGE WITHSTAND TEST | 25950 | TEST
8 | HVT6-J5.10 | CHOPPED LIGHTNING IMPULSE VOLTAGE WITHSTAND TEST | 35800 | TEST
8 | HVT3-C4.17 | CHOPPED LIGHTNING IMPULSE VOLTAGE WITHSTAND TEST 3-PHASE | 36050 | TEST
8 | HVT3-C4.17 | CHOPPED LIGHTNING IMPULSE VOLTAGE WITHSTAND TEST 3-PHASE | 54100 | TEST
8 | HVT3-C4.16 | CHOPPED LIGHTNING IMPULSE VOLTAGE WITHSTAND TEST I -PHASE | 17300 | TEST
8 | HVT3-C4.16 | CHOPPED LIGHTNING IMPULSE VOLTAGE WITHSTAND TEST I -PHASE | 25950 | TEST
8 | HVT12-O2.4 | COMPARISON MEASURING OSCILLOSCOPE/PVM WITH RIC-ANY CLASS | 25000 | TEST
8 | HVT12-O2.4 | COMPARISON MEASURING OSCILLOSCOPE/PVM WITH RIC-ANY CLASS | 50000 | TEST
8 | DCCD G5 | CONDITIONING OF SAMPLES COLD BEND TEST VERY LOW TEMP/HUMIDITY TEST/WALKIN TYPE - HUMIDITY CHAMBER | 6400 | MIN
8 | 1.16(6) | CONSULTANCY- SCIENTIFIC/ENGINEERING OFFICER GR.3 | 20900 | DAY
8 | 1.16 | CONSULTANCY-ADDITIONAL DIRECTOR/ ENGG. OFFICER GR 6 | 11850 | TEST
8 | 1.16 | CONSULTANCY-DIRECTOR | 12500 | TEST
8 | 1.16 | CONSULTANCY-DIRECTOR GENERAL | 13200 | TEST
8 | 1.16 | CONSULTANCY-JOINT DIRECTOR / ENGG. OFFICER GR 5 | 11100 | TEST
8 | 1.16 | CONSULTANCY-SCIENTIFIC/ENGINEERING OFFICER GR. 2 | 7000 | TEST
8 | 1.16 | CONSULTANCY-SCIENTIFIC/ENGINEERING OFFICER GR. 3 | 8350 | TEST
8 | 1.16 | CONSULTANCY-SCIENTIFIC/ENGINEERING OFFICER GR. 4 | 9100 | TEST
8 | HVT4-G1.11 | CORONA / VISIBLE DISCHARGE TEST (DRY) | 11450 | TEST
8 | HVT4-G1.12 | CORONA / VISIBLE DISCHARGE TEST (WET) | 15300 | TEST
8 | CORONA INCEPTION AND EXTINCTION TEST -HVTIA5-015 | CORONA INCEPTION AND EXTINCTION TEST -HVTIA5-015 | 23539.58 | TEST
8 | HVT3-C4.14 | CORONA INCEPTION/EXTINCTION DRY | 13750 | TEST
8 | HVT4-F2.7 | CORONA INCEPTION/EXTINCTION DRY | 5150 | TEST
8 | HVT3-C4.14 | CORONA INCEPTION/EXTINCTION DRY | 16500 | TEST
8 | HVT4-F2.7 | CORONA INCEPTION/EXTINCTION DRY | 6700 | TEST
8 | HVT3-C4.15 | CORONA INCEPTION/EXTINCTION WET | 15150 | TEST
8 | HVT4-F2.8 | CORONA INCEPTION/EXTINCTION WET | 5800 | TEST
8 | HVT3-C4.15 | CORONA INCEPTION/EXTINCTION WET | 18200 | TEST
8 | HVT4-F2.8 | CORONA INCEPTION/EXTINCTION WET | 7550 | TEST
8 | HVT5-I 1.9 | CORONA OR CORONA INCEPTIN/EXTINCTION. (WET) | 12300 | TEST
8 | HVT5-I 1.9 | CORONA OR CORONA INCEPTIN/EXTINCTION. WET | 10250 | TEST
8 | HVT8-L1.10 | CORONA OR CORONA INCEPTION/EEXTINCTION WET | 5750 | TEST
8 | HVT8-L1.10 | CORONA OR CORONA INCEPTION/EEXTINCTION WET | 6900 | TEST
8 | HVT7-K3.8 | CORONA OR CORONA INCEPTION/EXINCTION WET | 19500 | TEST
8 | HVT7-K3.8 | CORONA OR CORONA INCEPTION/EXINCTION WET | 29250 | TEST
8 | HVT6-J5.13 | CORONA OR CORONA INCEPTION/EXTINCTION .DRY | 13000 | TEST
8 | HVT6-J5.13 | CORONA OR CORONA INCEPTION/EXTINCTION .DRY | 15600 | TEST
8 | HVT5- I 3.11 | CORONA OR CORONA INCEPTION/EXTINCTION (DRY) | 18900 | TEST
8 | HVT5-I 2.11 | CORONA OR CORONA INCEPTION/EXTINCTION DRY | 11950 | TEST
8 | HVT5- I 3.11 | CORONA OR CORONA INCEPTION/EXTINCTION DRY | 15750 | TEST
8 | HVT7-K1.8 | CORONA OR CORONA INCEPTION/EXTINCTION DRY | 10050 | TEST
8 | HVT7-K2.8 | CORONA OR CORONA INCEPTION/EXTINCTION DRY | 15600 | TEST
8 | HVT7-K3.7 | CORONA OR CORONA INCEPTION/EXTINCTION DRY | 17850 | TEST
8 | HVT8-L1.9 | CORONA OR CORONA INCEPTION/EXTINCTION DRY | 4500 | TEST
8 | HVT8-L2.9 | CORONA OR CORONA INCEPTION/EXTINCTION DRY | 10400 | TEST
8 | HVT5-I 2.11 | CORONA OR CORONA INCEPTION/EXTINCTION DRY | 14350 | TEST
8 | HVT7-K1.8 | CORONA OR CORONA INCEPTION/EXTINCTION DRY | 15100 | TEST
8 | HVT7-K2.8 | CORONA OR CORONA INCEPTION/EXTINCTION DRY | 23400 | TEST
8 | HVT7-K3.7 | CORONA OR CORONA INCEPTION/EXTINCTION DRY | 26800 | TEST
8 | HVT8-L1.9 | CORONA OR CORONA INCEPTION/EXTINCTION DRY | 5400 | TEST
8 | HVT8-L2.9 | CORONA OR CORONA INCEPTION/EXTINCTION DRY | 12500 | TEST
8 | HVT8-L2.14 | CORONA OR CORONA INCEPTION/EXTINCTION DRY (132 KV TO 420 KV) | 14600 | TEST
8 | HVT8-L2.14 | CORONA OR CORONA INCEPTION/EXTINCTION DRY (132 KV TO 420 KV) | 17550 | TEST
8 | HVT3-E1.22 | CORONA OR CORONA INCEPTION/EXTINCTION DRY. | 17200 | TEST
8 | HVT3-F1.9 | CORONA OR CORONA INCEPTION/EXTINCTION WET | 21700 | TEST
8 | HVT5-I 2.12 | CORONA OR CORONA INCEPTION/EXTINCTION WET | 13000 | TEST
8 | HVT5-I 3.12 | CORONA OR CORONA INCEPTION/EXTINCTION WET | 17050 | TEST
8 | HVT6-J5.14 | CORONA OR CORONA INCEPTION/EXTINCTION WET | 14050 | TEST
8 | HVT7-K1.9 | CORONA OR CORONA INCEPTION/EXTINCTION WET | 12850 | TEST
8 | HVT7-K2.9 | CORONA OR CORONA INCEPTION/EXTINCTION WET | 17200 | TEST
8 | HVT8-L2.10 | CORONA OR CORONA INCEPTION/EXTINCTION WET | 11850 | TEST
8 | HVT3-F1.9 | CORONA OR CORONA INCEPTION/EXTINCTION WET | 26050 | TEST
8 | HVT5-I 2.12 | CORONA OR CORONA INCEPTION/EXTINCTION WET | 15600 | TEST
8 | HVT5-I 3.12 | CORONA OR CORONA INCEPTION/EXTINCTION WET | 20500 | TEST
8 | HVT6-J5.14 | CORONA OR CORONA INCEPTION/EXTINCTION WET | 16900 | TEST
8 | HVT7-K1.9 | CORONA OR CORONA INCEPTION/EXTINCTION WET | 19300 | TEST
8 | HVT7-K2.9 | CORONA OR CORONA INCEPTION/EXTINCTION WET | 25800 | TEST
8 | HVT8-L2.10 | CORONA OR CORONA INCEPTION/EXTINCTION WET | 14250 | TEST
8 | HVT3-F1.8 | CORONA OR CORONA INCEPTION/EXTINCTION, DRY. | 19850 | TEST
8 | HVT3-F1.8 | CORONA OR CORONA INCEPTION/EXTINCTION, DRY. | 23850 | TEST
8 | HVT5-I 1.8 | CORONA OR CORONA INCEPTION/EXTINCTION. (DRY) | 11600 | TEST
8 | HVT5-I 1.8 | CORONA OR CORONA INCEPTION/EXTINCTION. DRY | 9650 | TEST
8 | HVT6-J4-12 | CORONA OR CORONA INCEPTION/EXTINCTION. DRY | 11750 | TEST
8 | HVT7-K4.9 | CORONA OR CORONA INCEPTION/EXTINCTION. DRY | 20800 | TEST
8 | HVT6-J4-12 | CORONA OR CORONA INCEPTION/EXTINCTION. DRY | 14100 | TEST
8 | HVT7-K4.9 | CORONA OR CORONA INCEPTION/EXTINCTION. DRY | 31200 | TEST
8 | HVT4-H1.11 | CORONA OR CORONA INCEPTION/EXTINCTION. WET | 17200 | TEST
8 | HVT4-H1.11 | CORONA OR CORONA INCEPTION/EXTINCTION. WET | 25800 | TEST
8 | HVT4-H1.10 | CORONA OR CORONA INCEPTION/EXTINCTION.DRY | 15750 | TEST
8 | HVT4-H1.10 | CORONA OR CORONA INCEPTION/EXTINCTION.DRY | 23650 | TEST
8 | HVT3-E1.23 | CORONA OR CORONA INCEPTION/EXTINCTION.WET | 18450 | TEST
8 | HVT6-J4.13 | CORONA OR CORONA INCEPTION/EXTINCTION.WET | 13100 | TEST
8 | HVT7-K4.10 | CORONA OR CORONA INCEPTION/EXTINCTION.WET | 22800 | TEST
8 | HVT3-E1.14 | CORONA OR CORONA INCEPTION/EXTINCTION.WET | 22150 | TEST
8 | HVT6-J4.13 | CORONA OR CORONA INCEPTION/EXTINCTION.WET | 15750 | TEST
8 | HVT7-K4.10 | CORONA OR CORONA INCEPTION/EXTINCTION.WET | 34200 | TEST
8 | HVT3-E1.13 | CORONA OR CORONA INCEPTION/EXTINCTIONDRY. | 20650 | TEST
8 | HVT1-A2.9 | CORONA OR VISIBLE DISCHARGE TEST (DRY) | 4300 | TEST
8 | HVT1-A2.10 | CORONA OR VISIBLE DISCHARGE TEST (WET) | 4300 | TEST
8 | HVT1-A2.10 | CORONA OR VISIBLE DISCHARGE TEST (WET) | 4750 | TEST
8 | HVT1-A1.9 | CORONA OR VISIBLE DISCHARGE TEST DRY | 3100 | TEST
8 | HVT4-G1.11 | CORONA/VISIBLE DISCHARGE TEST (DRY) | 8800 | TEST
8 | HVT4-G1.12 | CORONA/VISIBLE DISCHARGE TEST (WET) | 11750 | TEST
8 | HVT10-M1.9 | CORONA/VISIBLE DISCHARGE TEST ON VALVE TERMINAL DRY | 31900 | TEST
8 | HVT10-M1.9 | CORONA/VISIBLE DISCHARGE TEST ON VALVE TERMINAL DRY | 63800 | TEST
8 | HVT10-M1.10 | CORONA/VISIBLE DISCHARGE TEST ON VALVE TERMINAL WET | 40650 | TEST
8 | HVT10-M1.10 | CORONA/VISIBLE DISCHARGE TEST ON VALVE TERMINAL WET | 81300 | TEST
8 | HVT12-O 1.13 | DAMAGE LIMIT PROOF TEST | 76800 | TEST
8 | HV/TRF/02/1-8-16 | DAMAGE LIMIT PROOF TEST - 36kV TO 400 kV | 150000 | TEST
8 | HVT12-O1.1 | DC TEST UP TO 600 KV,DI-ELECTRIC TEST (FLASH OVER & WITHSTAND) | 31400 | TEST
8 | HVT12-O1.1 | DC TEST UP TO 600 KV,DI-ELECTRIC TEST (FLASH OVER & WITHSTAND) | 37700 | TEST
8 | HVT12-O1.2 | DC TEST UPTO 600 KV, RIV/CORONA TEST | 45650 | TEST
8 | HVT12-O1.2 | DC TEST UPTO 600 KV, RIV/CORONA TEST | 54800 | TEST
8 | HVT12-O1.4 | DC VOLTAGE TEST UPTO 150 KV, DC (DRY), (W/S & F/O) | 6500 | TEST
8 | HVT12-O1.4 | DC VOLTAGE TEST UPTO 150 KV, DC (DRY), (W/S & F/O) | 7800 | TEST
8 | HVT12-O1.5 | DC VOLTAGE TEST UPTO 150 KV, DC(WET), (W/S & F/O) | 6950 | TEST
8 | HVT12-O1.5 | DC VOLTAGE TEST UPTO 150 KV, DC(WET), (W/S & F/O) | 8350 | TEST
8 | HVT12-O1.3 | DC VOLTAGE TEST UPTO 200 KV (FLASH OVER & WITHSTAND) | 4850 | TEST
8 | HVT12-O1.3 | DC VOLTAGE TEST UPTO 200 KV (FLASH OVER & WITHSTAND) | 5850 | TEST
8 | DIELECTRIC WITHSTAND TEST -ABOVE 6 KV TO 12KV (INCLUSIVE) IEC 60099-4/2014, CL8.15 | DIELECTRIC WITHSTAND TEST -ABOVE 6 KV TO 12KV (INCLUSIVE) IEC 60099-4/2014, CL8.15 | 82300 | PER TEST
8 | DIELECTRIC WITHSTAND TEST-1 KV TO 6 KV(INCLUSIVE) (IEC 60099-4/2014, CL 8.15) | DIELECTRIC WITHSTAND TEST-1 KV TO 6 KV(INCLUSIVE) (IEC 60099-4/2014, CL 8.15) | 70200 | PER TEST
8 | DIMENTIONAL VERIFICATION -21593 | DIMENTIONAL VERIFICATION -21593 | 1350 | TEST
8 | HVT4-F2.11 | DISCHARGE TEST | 18200 | TEST
8 | HVT4-G1.17 | DISCHARGE TEST | 19350 | TEST
8 | HVT4-H1.15 | DISCHARGE TEST | 27250 | TEST
8 | HVT4-F2.11 | DISCHARGE TEST | 23700 | TEST
8 | HVT4-G1.17 | DISCHARGE TEST | 25200 | TEST
8 | HVT4-H1.15 | DISCHARGE TEST | 40900 | TEST
8 | ICG 10 | DISCHARGE VOLTAGE CURRENT | 32200 | TEST
8 | ICG25 | DISCHARGE VOLTAGE VS CURRENT | 16150 | TEST
8 | ICG 10 | DISCHARGE VOLTAGE Vs CURRENT | 38650 | TEST
8 | ICG 10 A (i) | DISCHARGE VOLTAGE VS TIME UPTO 5 KA | 15500 | TEST
8 | ICG 11 (i) | DISCHARGE VOLTAGE VS TIME UPTO 5 KA | 18600 | TEST
8 | ICG10 A(ii) | DISCHARGE VOLTAGE VS TIME->5KA | 24100 | TEST
8 | ICG11(ii) | DISCHARGE VOLTAGE VS TIME->5KA | 28950 | TEST
8 | HVT11N1 | DM WATER CHARGES 145kV TO 420 kV | 3600 | TEST
8 | HV T11N1 | DM WATER CHARGES UPTO 145 kV | 2400 | TEST
8 | DM WATER CHARGES-21609 | DM WATER CHARGES-21609 | 4760.33 | TEST
8 | ICG 12 i | DUTY CYCLE TEST - UPTO 5 KA | 37500 | TEST
8 | ICG 13 i | DUTY CYCLE TEST - UPTO 5 KA | 45000 | TEST
8 | ICG28 (ii) | DUTY CYCLE TEST > 5 KA < 10 KA | 28200 | TEST
8 | ICG12 ii | DUTY CYCLE TEST > 5KA > 10 KA | 56300 | TEST
8 | ICG13 ii | DUTY CYCLE TEST > 5KA > 10 KA | 67600 | TEST
8 | HV | DYE PENETRATION TEST | 10000 | TEST
8 | PS-8 | EARTH RESISTANCE MEASUREMENT(PER MEASUREMENT) | 14650 | TEST
8 | HV/6/2011 dt.1-8-11 | ELECTRIC STRENGTH OF PLASTIC FILMS | 9250 | TEST
8 | HVT12-O1.9 | ELECTRICAL BODY RESISTANCE TEST | 52500 | TEST
8 | HVT12-O1.9 | ELECTRICAL BODY RESISTANCE TEST | 63000 | TEST
8 | HVT1-A2.26 | ELECTRO MECHANICAL FAILING LOAD TEST | 3300 | TEST
8 | HVT1-A2.26 | ELECTRO MECHANICAL FAILING LOAD TEST | 4300 | TEST
8 | HVT1-A1.26 | ELECTRO MECHANICAL FILING LOAD TEST | 3300 | TEST
8 | HVT1-A1.26 | ELECTRO MECHANICAL FILING LOAD TEST | 4300 | TEST
8 | O/O DT.26.08.2010 | ESDD MEASUREMENT ON INSULATORS | 3350 | TEST
8 | HVT4-F2.12b | FAST TRANSCIENT IMPULSE VOLTAGE TEST-EDF PROCEDURE | 140500 | TEST
8 | HVT4-F2.12b | FAST TRANSCIENT IMPULSE VOLTAGE TEST-EDF PROCEDURE | 182650 | TEST
8 | HVT4-H1.7b | FAST TRANSIENT IMPULSE VOLTAGE TEST -EDP PROCEDURE | 252950 | TEST
8 | HVT4-H1.7b | FAST TRANSIENT IMPULSE VOLTAGE TEST -EDP PROCEDURE | 379450 | TEST
8 | HVT6-J5.6a | FAST TRANSIENT IMPULSE VOLTAGE TEST CESI PROCEDURE | 170850 | TEST
8 | HVT6-J5.7a | FAST TRANSIENT IMPULSE VOLTAGE TEST CESI PROCEDURE | 256300 | TEST
8 | HVT6-J5.6b | FAST TRANSIENT IMPULSE VOLTAGE TEST EDF PROCEDURE | 254400 | TEST
8 | HVT6-J5.7b | FAST TRANSIENT IMPULSE VOLTAGE TEST EDF PROCEDURE | 381600 | TEST
8 | HVT4-F2.12a | FAST TRANSIENT IMPULSE VOLTAGE TEST-CESI PROCEDURE | 126500 | TEST
8 | HVT4-G1.8a | FAST TRANSIENT IMPULSE VOLTAGE TEST-CESI PROCEDURE | 147950 | TEST
8 | HVT4-F2.12a | FAST TRANSIENT IMPULSE VOLTAGE TEST-CESI PROCEDURE | 164450 | TEST
8 | HVT4-G1.8a | FAST TRANSIENT IMPULSE VOLTAGE TEST-CESI PROCEDURE | 192350 | TEST
8 | HVT4-H1.7a | FAST TRANSIENT IMPULSE VOLTAGE TEST-CESI PROCEDURE. | 185500 | TEST
8 | HVT4-H1.7a | FAST TRANSIENT IMPULSE VOLTAGE TEST-CESI PROCEDURE. | 278250 | TEST
8 | HVT4-G1.8b | FAST TRASIENT IMPULSE VOLTAGE TEST-EDF PROCEDURE | 207650 | TEST
8 | HVT4-G1.8b | FAST TRASIENT IMPULSE VOLTAGE TEST-EDF PROCEDURE | 269950 | TEST
8 | HVT4-H1.16 | FERRO RESONANCE TEST (132 KV TO 420 KV_ | 64000 | TEST
8 | HVT4-H1.16 | FERRO RESONANCE TEST (132 KV TO 420 KV_ | 96000 | TEST
8 | HVT4-H1.17 | FERRO RESONANCE TEST INCLUDING SC CAPABILITY TEST (132 KV TO 420 KV) | 70700 | TEST
8 | HVT4-H1.17 | FERRO RESONANCE TEST INCLUDING SC CAPABILITY TEST (132 KV TO 420 KV) | 106050 | TEST
8 | HVT11-N3.4 | FOR RECORDING LEAKAGE CURRENT DURING POLLUTION TEST | 3900 | TEST
8 | HVT8-L1.2 | FRONT OF WAVE IMPULSE VOLTAGE SPARK OVER BOTH POLARITIES | 15500 | TEST
8 | HVT8-L1.2 | FRONT OF WAVE IMPULSE VOLTAGE SPARK OVER BOTH POLARITIES | 18600 | TEST
8 | HVT8-L2.2 | FRONT OF WAVE IMPULSE VOLTAGE SPARK OVER TEST BOTH POLARITIES | 27100 | TEST
8 | HVT8-L2.2 | FRONT OF WAVE IMPULSE VOLTAGE SPARK OVER TEST BOTH POLARITIES | 32550 | TEST
8 | HVT1-A1.16(revised) | GALVANIZING TEST | 3000 | TEST
8 | HVT1-A2.16(revised) | GALVANIZING TEST | 3000 | TEST
8 | HVT1-A3.16(revised) | GALVANIZING TEST | 13550 | TEST
8 | HVT1-A1.16 | GALVANIZING TEST (CC LAB) | 10400 | TEST
8 | HVT1-A2.16 | GALVANIZING TEST (CC LAB) | 10400 | TEST
8 | HVT1-A3.16 | GALVANIZING TEST (CC LAB) | 10400 | TEST
8 | HV | HARDNESS TEST | 7250 | TEST
8 | ICG-NT-41 | HEAT DISSIPATION TEST 1kV UPTO 27kV | 54300 | TEST
8 | ICG-NT-42 | HEAT DISSIPATION TEST ABOVE 27kV UPTO 72kV | 72600 | TEST
8 | ICG-NT-43 | HEAT DISSIPATION TEST ABOVE 72kV UPTO 160kV | 94900 | TEST
8 | HV/TRF/01(B)20-11-17 | HEAT DISSIPATION TEST ABOVE 72kV UPTO 200kV | 94900 | TEST
8 | ICG 3i | HIGH CURRENT IMPULSE OPERATING DUTY TEST | 38250 | TEST
8 | ICG 19 (i) | HIGH CURRENT IMPULSE OPERATING DUTY TEST | 20150 | TEST
8 | ICG 3i | HIGH CURRENT IMPULSE OPERATING DUTY TEST | 45900 | TEST
8 | ICG-OT-3 | HIGH CURRENT IMPULSE RESIDUAL VOLT.TEST2.0 us 2 CUR(1 - 6 KV) | 77100 | TEST
8 | ICG-OT-13 | HIGH CURRENT IMPULSE RESIDUAL VOLT.TEST2.0 us 2 CUR(6-12 KV) | 109300 | TEST
8 | ICG5 ii | HIGH CURRENT IMPULSE WITHSTAND TEST > 5 KA < 10 KA | 14850 | TEST
8 | ICG5 ii | HIGH CURRENT IMPULSE WITHSTAND TEST > 5 KA < 10 KA | 17850 | TEST
8 | ICG5 i | HIGH CURRENT IMPULSE WITHSTAND TEST UPTO 5 KA | 9650 | TEST
8 | ICG5 i | HIGH CURRENT IMPULSE WITHSTAND TEST UPTO 5 KA | 11600 | TEST
8 | ICG-OT-5 | HIGH CURRENT INPULSE WITHSTAND TEST(1 - 6 KV) | 126500 | TEST
8 | ICG-OT-15 | HIGH CURRENT INPULSE WITHSTAND TEST(6-12 KV) | 164600 | TEST
8 | ICG13 ii | HIGH CURRENT WITHSTAND TEST > 5 KA < 10 KA | 29600 | TEST
8 | ICG13 ii | HIGH CURRENT WITHSTAND TEST > 5 KA < 10 KA | 35550 | TEST
8 | ICG13 i | HIGH CURRENT WITHSTAND TEST-UPTO 5 KA | 20150 | TEST
8 | ICG14 i | HIGH CURRENT WITHSTAND TEST-UPTO 5 KA | 24200 | TEST
8 | TRF/01/16-7-13 | HIGH PRESSURE WASH TEST ON COMPOSITE INSULATORS OF 765kV CLASS | 225800 | TEST
8 | HV/TRF/03 (1) b | HIGH PRESSURE WASHING TEST ON COMPOSITE INSULATOR - 132KV | 28500 | TEST
8 | HV/TRF/03 (1) c | HIGH PRESSURE WASHING TEST ON COMPOSITE INSULATOR - 220KV | 44300 | TEST
8 | HV/TRF/03 (1) d | HIGH PRESSURE WASHING TEST ON COMPOSITE INSULATOR - 420KV | 45950 | TEST
8 | HV/TRF/03 (1)a | HIGH PRESSURE WASHING TEST ON COMPOSITE INSULATOR - 66KV | 11900 | TEST
8 | HVT12-O 1.11 | HYDRO PHOBICITY RECOVERY BY CORONA TEST | 28900 | TEST
8 | HVT12-O1.11 | HYDRO PHOBICITY RECOVERY BY CORONA TEST | 34700 | TEST
8 | 4/10 US HIGH CURRENT | IMPULSE TEST ON SPDS AND OTHER ACCESSORIES - UP TO 100 KA (I SAMPLE, 1 IMPULSE) | 25000 | per test
8 | HVT1-A1.2 | IMPULSE VILTAGE WITHSTAND TEST(BOTH POLARITIES) DRY MAX | 3600 | TEST
8 | HVT1-A1.2 | IMPULSE VILTAGE WITHSTAND TEST(BOTH POLARITIES) DRY MAX | 4700 | TEST
8 | HVT4-H1.18 | IMPULSE VOLTAGE W/S TEST ON LOAD TAP CHANGER 245 KV TO 400 KV 1 | 33750 | TEST
8 | HVT4-H1.18 | IMPULSE VOLTAGE W/S TEST ON LOAD TAP CHANGER 245 KV TO 400 KV 1 | 50650 | TEST
8 | HVT4-H1.19 | IMPULSE VOLTAGE W/S TEST ON LOAD TAP CHANGER 245 KV TO 400 KV 3 | 40350 | TEST
8 | HVT4-H1.19 | IMPULSE VOLTAGE W/S TEST ON LOAD TAP CHANGER 245 KV TO 400 KV 3 | 60550 | TEST
8 | HVT1-A3.1 | IMPULSE VOLTAGE WITHSTAND (BOTH POLARITIES) (DRY) | 6800 | TEST
8 | HVT1-A3.1 | IMPULSE VOLTAGE WITHSTAND (BOTH POLARITIES) (DRY) | 8850 | TEST
8 | HVT1-A4.1 | IMPULSE VOLTAGE WITHSTAND (BOTH POLARITIES) DRY | 11550 | TEST
8 | HVT1-A4.1 | IMPULSE VOLTAGE WITHSTAND (BOTH POLARITIES) DRY | 16200 | TEST
8 | HVT1-A5.1 | IMPULSE VOLTAGE WITHSTAND (BOTH POLARITIES) DRY (146KV TO 425 KV) | 19200 | TEST
8 | HVT1-A5.1 | IMPULSE VOLTAGE WITHSTAND (BOTH POLARITIES) DRY (146KV TO 425 KV) | 23050 | TEST
8 | HVT1-A5.3 | IMPULSE VOLTAGE WITHSTAND (BOTH POLARITIES)WET INCL. MAX. | 21700 | TEST
8 | HVT1-A5.3 | IMPULSE VOLTAGE WITHSTAND (BOTH POLARITIES)WET INCL. MAX. | 26050 | TEST
8 | HVT8-L3.1 | IMPULSE VOLTAGE WITHSTAND TEST | 24250 | TEST
8 | HVT8-L3.1 | IMPULSE VOLTAGE WITHSTAND TEST | 36400 | TEST
8 | HVT7-K1.4 | IMPULSE VOLTAGE WITHSTAND TEST - 3 PHASE (CHOPPED) | 38850 | TEST
8 | HVT7-K1.4 | IMPULSE VOLTAGE WITHSTAND TEST - 3 PHASE (CHOPPED) | 58300 | TEST
8 | HVT3-D1.2 | IMPULSE VOLTAGE WITHSTAND TEST (3 PHASE) WET | 62700 | TEST
8 | HVT3-D1.2 | IMPULSE VOLTAGE WITHSTAND TEST (3 PHASE) WET | 94050 | TEST
8 | HVT1-A1.1 | IMPULSE VOLTAGE WITHSTAND TEST (BOTH POLARITES) DRY | 2450 | TEST
8 | HVT1-A1.1 | IMPULSE VOLTAGE WITHSTAND TEST (BOTH POLARITES) DRY | 3200 | TEST
8 | HVT1-A2.1 | IMPULSE VOLTAGE WITHSTAND TEST (BOTH POLARITIES) (DRY) | 3750 | TEST
8 | HVT1-A2.1 | IMPULSE VOLTAGE WITHSTAND TEST (BOTH POLARITIES) (DRY) | 4900 | TEST
8 | HVT1-A2.2 | IMPULSE VOLTAGE WITHSTAND TEST (BOTH POLARITIES) (DRY) MAX | 5400 | TEST
8 | HVT1-A2.2 | IMPULSE VOLTAGE WITHSTAND TEST (BOTH POLARITIES) (DRY) MAX | 7050 | TEST
8 | HVT1-A2.3 | IMPULSE VOLTAGE WITHSTAND TEST (BOTH POLARITIES) (WET) INCLUDING MAX. | 5750 | TEST
8 | HVT1-A4.3 | IMPULSE VOLTAGE WITHSTAND TEST (BOTH POLARITIES) (WET) INCLUDING MAX. | 13900 | TEST
8 | HVT1-A2.3 | IMPULSE VOLTAGE WITHSTAND TEST (BOTH POLARITIES) (WET) INCLUDING MAX. | 7500 | TEST
8 | HVT1-A4.3 | IMPULSE VOLTAGE WITHSTAND TEST (BOTH POLARITIES) (WET) INCLUDING MAX. | 19500 | TEST
8 | HVT6-J4.1 | IMPULSE VOLTAGE WITHSTAND TEST (BOTH POLARITIES) DRY | 18700 | TEST
8 | HVT6-J4.1 | IMPULSE VOLTAGE WITHSTAND TEST (BOTH POLARITIES) DRY | 22450 | TEST
8 | HVT6-J5.1 | IMPULSE VOLTAGE WITHSTAND TEST (BOTH POLARITIES) DRY (15 SHOTS) | 24500 | TEST
8 | HVT6-J5.1 | IMPULSE VOLTAGE WITHSTAND TEST (BOTH POLARITIES) DRY (15 SHOTS) | 29400 | TEST
8 | HVT6-J5.15 | IMPULSE VOLTAGE WITHSTAND TEST (BOTH POLARITIES) DRY (5 SHOTS) | 12450 | TEST
8 | HVT6-J5.15 | IMPULSE VOLTAGE WITHSTAND TEST (BOTH POLARITIES) DRY (5 SHOTS) | 14950 | TEST
8 | HVT1-A4.2 | IMPULSE VOLTAGE WITHSTAND TEST (BOTH POLARITIES) DRY MAX. | 12750 | TEST
8 | HVT1-A5.2 | IMPULSE VOLTAGE WITHSTAND TEST (BOTH POLARITIES) DRY MAX. | 20450 | TEST
8 | HVT1-A4.2 | IMPULSE VOLTAGE WITHSTAND TEST (BOTH POLARITIES) DRY MAX. | 17850 | TEST
8 | HVT1-A5.2 | IMPULSE VOLTAGE WITHSTAND TEST (BOTH POLARITIES) DRY MAX. | 24550 | TEST
8 | HVT6-J4.2 | IMPULSE VOLTAGE WITHSTAND TEST (BOTH POLARITIES) WET | 20100 | TEST
8 | HVT6-J5.2 | IMPULSE VOLTAGE WITHSTAND TEST (BOTH POLARITIES) WET | 25550 | TEST
8 | HVT6-J4.2 | IMPULSE VOLTAGE WITHSTAND TEST (BOTH POLARITIES) WET | 24150 | TEST
8 | HVT6-J5.2 | IMPULSE VOLTAGE WITHSTAND TEST (BOTH POLARITIES) WET | 30700 | TEST
8 | HVT1-A1.3 | IMPULSE VOLTAGE WITHSTAND TEST (BOTH POLARITIES) WET INCLUDING MAX | 4650 | TEST
8 | HVT1-A1.3 | IMPULSE VOLTAGE WITHSTAND TEST (BOTH POLARITIES) WET INCLUDING MAX | 6050 | TEST
8 | HVT1-A3.3 | IMPULSE VOLTAGE WITHSTAND TEST (BOTH POLARITIES)) (WET) INCLUDING MAX. | 7900 | TEST
8 | HVT1-A3.3 | IMPULSE VOLTAGE WITHSTAND TEST (BOTH POLARITIES)) (WET) INCLUDING MAX. | 10300 | TEST
8 | HVT1-A3.2 | IMPULSE VOLTAGE WITHSTAND TEST (BOTH POLARTIES) (DRY) MAX | 7200 | TEST
8 | HVT1-A3.2 | IMPULSE VOLTAGE WITHSTAND TEST (BOTH POLARTIES) (DRY) MAX | 9400 | TEST
8 | HVT3-D1.1 | IMPULSE VOLTAGE WITHSTAND TEST (SINGLE PHASE) DRY | 37000 | TEST
8 | HVT3-D1.1 | IMPULSE VOLTAGE WITHSTAND TEST (SINGLE PHASE) DRY | 55500 | TEST
8 | HVT7-K1.1 | IMPULSE VOLTAGE WITHSTAND TEST 1 PHASE (NON CHOPPED) | 22950 | TEST
8 | HVT7-K1.1 | IMPULSE VOLTAGE WITHSTAND TEST 1 PHASE (NON CHOPPED) | 34450 | TEST
8 | HVT7-K1.2 | IMPULSE VOLTAGE WITHSTAND TEST 1-PHASE (CHOPPED) | 25550 | TEST
8 | HVT7-K1.2 | IMPULSE VOLTAGE WITHSTAND TEST 1-PHASE (CHOPPED) | 38350 | TEST
8 | HVT7-K1.3 | IMPULSE VOLTAGE WITHSTAND TEST 3 PHASE (NON CHOPPED) | 31950 | TEST
8 | HVT7-K1.3 | IMPULSE VOLTAGE WITHSTAND TEST 3 PHASE (NON CHOPPED) | 47950 | TEST
8 | HVT3-C1.1 | IMPULSE VOLTAGE WITHSTAND TEST FOR 1 PHASE DRY | 20800 | TEST
8 | HVT3-C1.1 | IMPULSE VOLTAGE WITHSTAND TEST FOR 1 PHASE DRY | 25000 | TEST
8 | HVT3-E1.1a | IMPULSE VOLTAGE WITHSTAND TEST FOR 1 PHASE DRY -SYMMETRICAL ARRANGEMENTS | 32350 | TEST
8 | HVT3-E1.1a | IMPULSE VOLTAGE WITHSTAND TEST FOR 1 PHASE DRY -SYMMETRICAL ARRANGEMENTS | 38850 | TEST
8 | HVT3-E1.1b | IMPULSE VOLTAGE WITHSTAND TEST FOR 1 PHASE DRY- NON SYMMETRICAL ARRANGEMENTS | 34650 | TEST
8 | HVT3-E1.1b | IMPULSE VOLTAGE WITHSTAND TEST FOR 1 PHASE DRY- NON SYMMETRICAL ARRANGEMENTS | 41600 | TEST
8 | HVT3-C1.2 | IMPULSE VOLTAGE WITHSTAND TEST FOR 1 PHASE WET | 21950 | TEST
8 | HVT3-C1.2 | IMPULSE VOLTAGE WITHSTAND TEST FOR 1 PHASE WET | 26350 | TEST
8 | HVT3-E1.2b | IMPULSE VOLTAGE WITHSTAND TEST FOR 1 PHASE WET-NON SYMMETRICAL ARRANGEMENT | 37000 | TEST
8 | HVT3-E1.2b | IMPULSE VOLTAGE WITHSTAND TEST FOR 1 PHASE WET-NON SYMMETRICAL ARRANGEMENT | 44400 | TEST
8 | HVT3-E1.2a | IMPULSE VOLTAGE WITHSTAND TEST FOR 1 PHASE WET - SYMMETRICAL ARRANGEMENT | 34650 | TEST
8 | HVT3-E1.2a | IMPULSE VOLTAGE WITHSTAND TEST FOR 1 PHASE WET - SYMMETRICAL ARRANGEMENT | 41600 | TEST
8 | HVT3-C4.2 | IMPULSE VOLTAGE WITHSTAND TEST FOR 1-PHASE WET | 25450 | TEST
8 | HVT3-C4.2 | IMPULSE VOLTAGE WITHSTAND TEST FOR 1-PHASE WET | 30550 | TEST
8 | HVT3-C1.3 | IMPULSE VOLTAGE WITHSTAND TEST FOR 3 PHASE DRY | 32350 | TEST
8 | HVT3-C1.3 | IMPULSE VOLTAGE WITHSTAND TEST FOR 3 PHASE DRY | 42100 | TEST
8 | HVT3-E1.3b | IMPULSE VOLTAGE WITHSTAND TEST FOR 3 PHASE DRY-NON SYMMETRICAL ARRANGEMENT | 42750 | TEST
8 | HVT3-E1.3b | IMPULSE VOLTAGE WITHSTAND TEST FOR 3 PHASE DRY-NON SYMMETRICAL ARRANGEMENT | 55600 | TEST
8 | HVT3-C1.4 | IMPULSE VOLTAGE WITHSTAND TEST FOR 3 PHASE WET | 33500 | TEST
8 | HVT3-C1.4 | IMPULSE VOLTAGE WITHSTAND TEST FOR 3 PHASE WET | 43550 | TEST
8 | HVT3-E1.4b | IMPULSE VOLTAGE WITHSTAND TEST FOR 3 PHASE WET-NON SYMMETRICAL ARRANGEMENT | 45050 | TEST
8 | HVT3-E1.4b | IMPULSE VOLTAGE WITHSTAND TEST FOR 3 PHASE WET-NON SYMMETRICAL ARRANGEMENT | 58600 | TEST
8 | HVT3-E1.4a | IMPULSE VOLTAGE WITHSTAND TEST FOR 3 PHASE WET-SYMMETRICAL ARRANAGEMENT | 42750 | TEST
8 | HVT3-E1.4a | IMPULSE VOLTAGE WITHSTAND TEST FOR 3 PHASE WET-SYMMETRICAL ARRANAGEMENT | 55600 | TEST
8 | HVT3-C4.4 | IMPULSE VOLTAGE WITHSTAND TEST FOR 3 PHASE WET | 37000 | TEST
8 | HVT3-C4.4 | IMPULSE VOLTAGE WITHSTAND TEST FOR 3 PHASE WET | 48100 | TEST
8 | HVT3-E1.3a | IMPULSE VOLTAGE WITHSTAND TEST FOR 3 PHASE- DRY-SYMMETRICAL ARRANGEMENT | 40450 | TEST
8 | HVT3-E1.3a | IMPULSE VOLTAGE WITHSTAND TEST FOR 3 PHASE- DRY-SYMMETRICAL ARRANGEMENT | 52600 | TEST
8 | HVT3-C4.3 | IMPULSE VOLTAGE WITHSTAND TEST FOR 3-PHASE DRY | 34650 | TEST
8 | HVT3-C4.3 | IMPULSE VOLTAGE WITHSTAND TEST FOR 3-PHASE DRY | 45050 | TEST
8 | HVT3-C4.1 | IMPULSE VOLTAGE WITHSTAND TEST FOR I PHASE DRY | 24300 | TEST
8 | HVT3-C4.1 | IMPULSE VOLTAGE WITHSTAND TEST FOR I PHASE DRY | 29200 | TEST
8 | IMPULSE VOLTAGE WITHSTAND TEST THREE PHASE CHOPPED -HVT7K1-004 | IMPULSE VOLTAGE WITHSTAND TEST THREE PHASE CHOPPED -HVT7K1-004 | 1056.15 | TEST
8 | HVT1-A2.6 | IMPULSE VOLTAGE WITHSTAND TEST WITH OSCILLOGRAM | 6700 | TEST
8 | HVT1-A2.6 | IMPULSE VOLTAGE WITHSTAND TEST WITH OSCILLOGRAM | 8750 | TEST
8 | HVT1-A1.6 | IMPULSE VOLTAGE WITHSTAND TEST WITH OSCILLOGRAMS | 5150 | TEST
8 | HVT1-A3.6 | IMPULSE VOLTAGE WITHSTAND TEST WITH OSCILLOGRAMS | 7500 | TEST
8 | HVT1-A1.6 | IMPULSE VOLTAGE WITHSTAND TEST WITH OSCILLOGRAMS | 6700 | TEST
8 | HVT1-A3.6 | IMPULSE VOLTAGE WITHSTAND TEST WITH OSCILLOGRAMS | 9750 | TEST
8 | HVT4-G1.4 | IMPULSE VOLTAGE WITHSTAND TEST-3 PHASE (BOTH POLARITIES) WET | 28650 | TEST
8 | HVT4-G1.4 | IMPULSE VOLTAGE WITHSTAND TEST-3 PHASE (BOTH POLARITIES) WET | 32750 | TEST
8 | HVT4-G1.1 | IMPULSE VOLTAGE WITHSTAND TEST, 1 PHASE (BOTH POLARITIES) DRY | 19750 | TEST
8 | HVT4-G1.1 | IMPULSE VOLTAGE WITHSTAND TEST, 1 PHASE (BOTH POLARITIES) DRY | 25700 | TEST
8 | HVT4-G1.3 | IMPULSE VOLTAGE WITHSTAND TEST, 1 PHASE (BOTH POLARITIES) WET | 22850 | TEST
8 | HVT4-G1.3 | IMPULSE VOLTAGE WITHSTAND TEST, 1 PHASE (BOTH POLARITIES) WET | 29750 | TEST
8 | HVT4-G1.2 | IMPULSE VOLTAGE WITHSTAND TEST, 3 PHASE (BOTH POLARITIES) DRY | 25950 | TEST
8 | HVT4-G1.2 | IMPULSE VOLTAGE WITHSTAND TEST, 3 PHASE (BOTH POLARITIES) DRY | 33750 | TEST
8 | HV/6/2011 dt.1-8-11 | INCINED PLANE TRACKING TEST-(initial tracking voltage) | 9250 | TEST
8 | HV/6/2011 dt.1-8-11 | INCLINED PLANE TRACKING TEST - (time to track) | 9250 | TEST
8 | HVT1-A2.27 | INSULTOR, INSULATOR STRINGS (ALL TYPES) L.A'S ETC (12KV TO 35KV INCL) POWER FREQ. 30 MIN. W/S (DRY) | 21000 | TEST
8 | HVT11-N3.5 | ION MIGRATION TEST FOR FIRST 100 HRS. | 61000 | TEST
8 | HVT11-N3.6 | ION MIGRATION TEST FOR SUBSEQUENT 100 HRS. | 47150 | TEST
8 | HVT11-N3.6 | ION MIGRATION TEST FOR SUBSEQUENT 100 HRS. | 56600 | TEST
8 | ICG-OT-10 | LEAKAGE CURRENT MEASUREMENT(1 - 6 KV) | 11500 | TEST
8 | ICG-OT-20 | LEAKAGE CURRENT MEASUREMENT(6-12 KV) | 11500 | TEST
8 | HVT3-F1.1 | LIGHTING IMPULSE VOLTAGE WITHSTAND TEST | 28900 | TEST
8 | HVT3-F1.1 | LIGHTING IMPULSE VOLTAGE WITHSTAND TEST | 34700 | TEST
8 | HV/TRF/02 dt.6-8-10 | LIGHTING INPULSE RESIDUAL VOLTAGE WITHSTAND TEST(145 kV TO 400 kV) | 90000 | TEST
8 | HVT5-I 3.1 | LIGHTNING IMPULSE VOLTAGE WITHSTAND TEST ( 1 PHASE) DRY | 45250 | TEST
8 | HVT5-I 3.1 | LIGHTNING IMPULSE VOLTAGE WITHSTAND TEST ( 1 PHASE) DRY | 54300 | TEST
8 | HVT5-I 3.2 | LIGHTNING IMPULSE VOLTAGE WITHSTAND TEST ( 3 PHASE) DRY | 69300 | TEST
8 | ICG-NT-48 | LIGHTNING IMP.CUR.W/S.TEST 45 kA UPTO 70 kA CURRENT 10 IMPULSES | 139000 | TEST
8 | ICG-NT-47 | LIGHTNING IMP.CUR.W/S.TEST 45 kA UPTO 70 kA CURRENT 6 IMPULSES | 99100 | TEST
8 | ICG-NT-46 | LIGHTNING IMP.CUR.W/S.TEST UPTO 45 kA CURRENT 10 IMPULSES | 98700 | TEST
8 | ICG-NT-44 | LIGHTNING IMP.CUR.W/S.TEST UPTO 45 kA CURRENT 3 IMPULSES | 41200 | TEST
8 | ICG-NT-45 | LIGHTNING IMP.CUR.W/S.TEST UPTO 45 kA CURRENT 6 IMPULSES | 67600 | TEST
8 | ICG-OT-4 | LIGHTNING IMP/DISCHARGE CAPABILITY TEST(1 - 6 KV) | 178500 | TEST
8 | ICG-OT-14 | LIGHTNING IMP/DISCHARGE CAPABILITY TEST(6-12 KV) | 210000 | TEST
8 | LIGHTNING IMPULSE CURRENT WITHSTAND TEST -ICG NT-44 | LIGHTNING IMPULSE CURRENT WITHSTAND TEST -ICG NT-44 | 56250 | TEST
8 | ICG17 bi | LIGHTNING IMPULSE RESIDUAL VOLTAGE TEST - UPTO 5 KA | 8100 | TEST
8 | ICG 1b ii | LIGHTNING IMPULSE RESIDUAL VOLTAGE TEST > 5 KA < 10 KA | 24850 | TEST
8 | ICG 1b ii | LIGHTNING IMPULSE RESIDUAL VOLTAGE TEST > 5 KA < 10 KA | 29850 | TEST
8 | ICG 1biii | LIGHTNING IMPULSE RESIDUAL VOLTAGE TEST >10 KA < 20 KA | 28200 | TEST
8 | ICG 1biii | LIGHTNING IMPULSE RESIDUAL VOLTAGE TEST >10 KA < 20 KA | 33850 | TEST
8 | ICG 17bii | LIGHTNING IMPULSE RESIDUAL VOLTAGE TEST >5 KA > 10 KA | 12850 | TEST
8 | ICG-1 bi | LIGHTNING IMPULSE RESIDUAL VOLTAGE TEST UP TO 5 KA | 16150 | TEST
8 | ICG-1 bi | LIGHTNING IMPULSE RESIDUAL VOLTAGE TEST UP TO 5 KA | 19400 | TEST
8 | ICG-NT-05 | LIGHTNING IMPULSE RESIDUAL VOLTAGE TEST(1 kV to 6 kV) | 73500 | TEST
8 | ICG-NT-25 | LIGHTNING IMPULSE RESIDUAL VOLTAGE TEST(6 kV to 12 kV) | 88300 | TEST
8 | LIGHTNING IMPULSE TEST ON HT CHOPPED - HVT7K1-002 | LIGHTNING IMPULSE TEST ON HT CHOPPED - HVT7K1-002 | 694.74 | TEST
8 | LIGHTNING IMPULSE TEST ON HT CHOPPED - HVT7K1-004 | LIGHTNING IMPULSE TEST ON HT CHOPPED - HVT7K1-004 | 1056.15 | TEST
8 | LIGHTNING IMPULSE TEST ON HT CHOPPED - HVT7K1-004 | LIGHTNING IMPULSE TEST ON HT CHOPPED - HVT7K1-004 | 1059.7 | TEST
8 | LIGHTNING IMPULSE TEST ON HT CHOPPED HVT7K1-004 | LIGHTNING IMPULSE TEST ON HT CHOPPED HVT7K1-004 | 1060 | TEST
8 | LIGHTNING IMPULSE TEST ON HT NON CHOPPED-HVT7K2-003 | LIGHTNING IMPULSE TEST ON HT NON CHOPPED-HVT7K2-003 | 1050 | TEST
8 | LIGHTNING IMPULSE VILTAGE WITHSTAND TEST DRY -HVTIA5-001 | LIGHTNING IMPULSE VILTAGE WITHSTAND TEST DRY -HVTIA5-001 | 30482.61 | TEST
8 | HVT8-L1.3 | LIGHTNING IMPULSE VOLTAGE SPARK OVER VOLTAGE/TIME CURVE | 16900 | TEST
8 | HVT8-L1.3 | LIGHTNING IMPULSE VOLTAGE SPARK OVER VOLTAGE/TIME CURVE | 20300 | TEST
8 | HVT6-J4.14 | LIGHTNING IMPULSE VOLTAGE W/S. TEST ACROSS THE TERMINALS | 20450 | TEST
8 | HVT6-J4.14 | LIGHTNING IMPULSE VOLTAGE W/S. TEST ACROSS THE TERMINALS | 24550 | TEST
8 | HVT10-M1.2 | LIGHTNING IMPULSE VOLTAGE WITHSTAND INCLUDING DISTRIBUTION TEST ON VALVE TERMINAL | 72750 | TEST
8 | HVT10-M1.2 | LIGHTNING IMPULSE VOLTAGE WITHSTAND INCLUDING DISTRIBUTION TEST ON VALVE TERMINAL | 145500 | TEST
8 | HVT5-I 3.4 | LIGHTNING IMPULSE VOLTAGE WITHSTAND TEST (3 PHASE) WET | 73450 | TEST
8 | HVT5-I 3.4 | LIGHTNING IMPULSE VOLTAGE WITHSTAND TEST 3 PHASE) WET | 61200 | TEST
8 | HVT4-H1.23 | LIGHTNING IMPULSE VOLTAGE WITHSTAND TEST - SINGLE PHASE | 74000 | TEST
8 | HVT4-H1.24 | LIGHTNING IMPULSE VOLTAGE WITHSTAND TEST - THREE PHASE | 97505 | TEST
8 | HVT5-I 1.4 | LIGHTNING IMPULSE VOLTAGE WITHSTAND TEST ( 3 PHASE) WET | 51000 | TEST
8 | HVT5-I.1.3 | LIGHTNING IMPULSE VOLTAGE WITHSTAND TEST ( PHASE) DRY | 44650 | TEST
8 | HVT5-I 2.1 | LIGHTNING IMPULSE VOLTAGE WITHSTAND TEST ( PHASE) DRY | 41150 | TEST
8 | HVT5-I 2.1 | LIGHTNING IMPULSE VOLTAGE WITHSTAND TEST ( PHASE) DRY | 49400 | TEST
8 | HVT5-I.1.1 | LIGHTNING IMPULSE VOLTAGE WITHSTAND TEST (1 PHASE) DRY | 38300 | TEST
8 | HV T4 H2.1 | LIGHTNING IMPULSE VOLTAGE WITHSTAND TEST (1 PHASE) DRY | 88800 | TEST
8 | HVT5-I.1.1 | LIGHTNING IMPULSE VOLTAGE WITHSTAND TEST (1 PHASE) DRY | 46000 | TEST
8 | HVT5-I 2.3 | LIGHTNING IMPULSE VOLTAGE WITHSTAND TEST (1 PHASE) WET | 48900 | TEST
8 | HVT5-I 3.3 | LIGHTNING IMPULSE VOLTAGE WITHSTAND TEST (1 PHASE) WET | 51300 | TEST
8 | HVT5-I 2.3 | LIGHTNING IMPULSE VOLTAGE WITHSTAND TEST (1 PHASE) WET | 58700 | TEST
8 | HVT5-I 3.3 | LIGHTNING IMPULSE VOLTAGE WITHSTAND TEST (1 PHASE) WET | 61600 | TEST
8 | HVT5-I 2.2 | LIGHTNING IMPULSE VOLTAGE WITHSTAND TEST (3 PHASE) DRY | 51000 | TEST
8 | HVT4 H 2.2 | LIGHTNING IMPULSE VOLTAGE WITHSTAND TEST (3 PHASE) DRY | 117050 | TEST
8 | HVT5-I.1.3 | LIGHTNING IMPULSE VOLTAGE WITHSTAND TEST (3 PHASE) DRY | 53600 | TEST
8 | HVT5-I 2.2 | LIGHTNING IMPULSE VOLTAGE WITHSTAND TEST (3 PHASE) DRY | 61200 | TEST
8 | HVT5-I 2.4 | LIGHTNING IMPULSE VOLTAGE WITHSTAND TEST (3 PHASE) WET | 57400 | TEST
8 | HVT5-I 1.4 | LIGHTNING IMPULSE VOLTAGE WITHSTAND TEST (3 PHASE) WET | 61200 | TEST
8 | HVT5-I 2.4 | LIGHTNING IMPULSE VOLTAGE WITHSTAND TEST (3 PHASE) WET | 68900 | TEST
8 | HVT5- I 3.2 | LIGHTNING IMPULSE VOLTAGE WITHSTAND TEST (3-PHASE) DRY | 57750 | TEST
8 | UHB-5 | LIGHTNING IMPULSE VOLTAGE WITHSTAND TEST (BOTH POLARITIES PER TEST) | 85550 | TEST
8 | HVT4-H1.1 | LIGHTNING IMPULSE VOLTAGE WITHSTAND TEST (BOTH POLARITIES) DRY | 24600 | TEST
8 | HVT6-J 1.1 | LIGHTNING IMPULSE VOLTAGE WITHSTAND TEST (BOTH POLARITIES) DRY | 14200 | TEST
8 | HVT4-H1.1 | LIGHTNING IMPULSE VOLTAGE WITHSTAND TEST (BOTH POLARITIES) DRY | 36900 | TEST
8 | HVT6-J 1.1 | LIGHTNING IMPULSE VOLTAGE WITHSTAND TEST (BOTH POLARITIES) DRY | 17050 | TEST
8 | HVT4-H1.2 | LIGHTNING IMPULSE VOLTAGE WITHSTAND TEST (BOTH POLARITIES) WET | 28450 | TEST
8 | HVT4-H1.2 | LIGHTNING IMPULSE VOLTAGE WITHSTAND TEST (BOTH POLARITIES) WET | 42700 | TEST
8 | HVT6-J I.2 | LIGHTNING IMPULSE VOLTAGE WITHSTAND TEST (BOTH POLARITIES)WET | 15500 | TEST
8 | HVT6-J I.2 | LIGHTNING IMPULSE VOLTAGE WITHSTAND TEST (BOTH POLARITIES)WET | 18600 | TEST
8 | HVT3-F1.10 | LIGHTNING IMPULSE VOLTAGE WITHSTAND TEST (INCLUDING CHOPPED) | 33500 | TEST
8 | HVT3-F1.10 | LIGHTNING IMPULSE VOLTAGE WITHSTAND TEST (INCLUDING CHOPPED) | 40200 | TEST
8 | HVT7-K2.2 | LIGHTNING IMPULSE VOLTAGE WITHSTAND TEST 1 PHASE (CHOPPED) | 28650 | TEST
8 | HVT7-K3.2 | LIGHTNING IMPULSE VOLTAGE WITHSTAND TEST 1 PHASE (CHOPPED) | 40400 | TEST
8 | HVT7-K4.2 | LIGHTNING IMPULSE VOLTAGE WITHSTAND TEST 1 PHASE (CHOPPED) | 65900 | TEST
8 | HVT7-K6.2 | LIGHTNING IMPULSE VOLTAGE WITHSTAND TEST 1 PHASE (CHOPPED) | 96850 | TEST
8 | HVT7-K2.2 | LIGHTNING IMPULSE VOLTAGE WITHSTAND TEST 1 PHASE (CHOPPED) | 43000 | TEST
8 | HVT7-K3.2 | LIGHTNING IMPULSE VOLTAGE WITHSTAND TEST 1 PHASE (CHOPPED) | 60600 | TEST
8 | HVT7-K4.2 | LIGHTNING IMPULSE VOLTAGE WITHSTAND TEST 1 PHASE (CHOPPED) | 98850 | TEST
8 | HVT7-K6.2 | LIGHTNING IMPULSE VOLTAGE WITHSTAND TEST 1 PHASE (CHOPPED) | 193700 | TEST
8 | HVT7-K3.1 | LIGHTNING IMPULSE VOLTAGE WITHSTAND TEST 1 PHASE (NON CHOPPED) | 33650 | TEST
8 | HVT7-K4.1 | LIGHTNING IMPULSE VOLTAGE WITHSTAND TEST 1 PHASE (NON CHOPPED) | 44350 | TEST
8 | HVT7-K6.1 | LIGHTNING IMPULSE VOLTAGE WITHSTAND TEST 1 PHASE (NON CHOPPED) | 64900 | TEST
8 | HVT7-K3.1 | LIGHTNING IMPULSE VOLTAGE WITHSTAND TEST 1 PHASE (NON CHOPPED) | 50500 | TEST
8 | HVT7-K4.1 | LIGHTNING IMPULSE VOLTAGE WITHSTAND TEST 1 PHASE (NON CHOPPED) | 66650 | TEST
8 | HVT7-K6.1 | LIGHTNING IMPULSE VOLTAGE WITHSTAND TEST 1 PHASE (NON CHOPPED) | 129800 | TEST
8 | HVT4-F3.1 | LIGHTNING IMPULSE VOLTAGE WITHSTAND TEST 1 PHASE DRY | 28450 | TEST
8 | HVT4-F3.1 | LIGHTNING IMPULSE VOLTAGE WITHSTAND TEST 1 PHASE DRY | 34150 | TEST
8 | HVT4-F2.3 | LIGHTNING IMPULSE VOLTAGE WITHSTAND TEST 1 PHASE WET | 18200 | TEST
8 | HVT4-F2.3 | LIGHTNING IMPULSE VOLTAGE WITHSTAND TEST 1 PHASE WET | 23700 | TEST
8 | HVT4-G2.1 | LIGHTNING IMPULSE VOLTAGE WITHSTAND TEST 1-PHASE DRY | 39550 | TEST
8 | HVT4-G2.1 | LIGHTNING IMPULSE VOLTAGE WITHSTAND TEST 1-PHASE DRY | 47500 | TEST
8 | HVT7-K2.1 | LIGHTNING IMPULSE VOLTAGE WITHSTAND TEST 21 PHASE (NON CHOPPED) | 25850 | TEST
8 | HVT7-K2.1 | LIGHTNING IMPULSE VOLTAGE WITHSTAND TEST 21 PHASE (NON CHOPPED) | 38800 | TEST
8 | HVT4-F2.4 | LIGHTNING IMPULSE VOLTAGE WITHSTAND TEST 3 PHASE -WET | 22800 | TEST
8 | HVT4-F2.4 | LIGHTNING IMPULSE VOLTAGE WITHSTAND TEST 3 PHASE -WET | 29650 | TEST
8 | HVT7-K2.4 | LIGHTNING IMPULSE VOLTAGE WITHSTAND TEST 3 PHASE (CHOPPED) | 44900 | TEST
8 | HVT7-K3.4 | LIGHTNING IMPULSE VOLTAGE WITHSTAND TEST 3 PHASE (CHOPPED) | 67900 | TEST
8 | HVT7-K4.4 | LIGHTNING IMPULSE VOLTAGE WITHSTAND TEST 3 PHASE (CHOPPED) | 97450 | TEST
8 | HVT7-K5.4 | LIGHTNING IMPULSE VOLTAGE WITHSTAND TEST 3 PHASE (CHOPPED) | 121100 | TEST
8 | HVT7-K6.4 | LIGHTNING IMPULSE VOLTAGE WITHSTAND TEST 3 PHASE (CHOPPED) | 145050 | TEST
8 | HVT7-K2.4 | LIGHTNING IMPULSE VOLTAGE WITHSTAND TEST 3 PHASE (CHOPPED) | 67350 | TEST
8 | HVT7-K3.4 | LIGHTNING IMPULSE VOLTAGE WITHSTAND TEST 3 PHASE (CHOPPED) | 101850 | TEST
8 | HVT7-K4.4 | LIGHTNING IMPULSE VOLTAGE WITHSTAND TEST 3 PHASE (CHOPPED) | 146200 | TEST
8 | HVT7-K5.4 | LIGHTNING IMPULSE VOLTAGE WITHSTAND TEST 3 PHASE (CHOPPED) | 242200 | TEST
8 | HVT7-K6.4 | LIGHTNING IMPULSE VOLTAGE WITHSTAND TEST 3 PHASE (CHOPPED) | 290100 | TEST
8 | HVT7-K2.3 | LIGHTNING IMPULSE VOLTAGE WITHSTAND TEST 3 PHASE (NON CHOPPED) | 38650 | TEST
8 | HVT7-K4.3 | LIGHTNING IMPULSE VOLTAGE WITHSTAND TEST 3 PHASE (NON CHOPPED) | 74500 | TEST
8 | HVT7-K6.3 | LIGHTNING IMPULSE VOLTAGE WITHSTAND TEST 3 PHASE (NON CHOPPED) | 121200 | TEST
8 | HVT7-K2.3 | LIGHTNING IMPULSE VOLTAGE WITHSTAND TEST 3 PHASE (NON CHOPPED) | 58000 | TEST
8 | HVT7-K4.3 | LIGHTNING IMPULSE VOLTAGE WITHSTAND TEST 3 PHASE (NON CHOPPED) | 111750 | TEST
8 | HVT7-K6.3 | LIGHTNING IMPULSE VOLTAGE WITHSTAND TEST 3 PHASE (NON CHOPPED) | 242400 | TEST
8 | HVT4-F2.2 | LIGHTNING IMPULSE VOLTAGE WITHSTAND TEST 3 PHASE DRY | 21500 | TEST
8 | HVT4-F3.2 | LIGHTNING IMPULSE VOLTAGE WITHSTAND TEST 3 PHASE DRY | 39550 | TEST
8 | HVT4-G2.2 | LIGHTNING IMPULSE VOLTAGE WITHSTAND TEST 3 PHASE DRY | 63150 | TEST
8 | HVT4-F2.2 | LIGHTNING IMPULSE VOLTAGE WITHSTAND TEST 3 PHASE DRY | 27950 | TEST
8 | HVT4-F3.2 | LIGHTNING IMPULSE VOLTAGE WITHSTAND TEST 3 PHASE DRY | 47500 | TEST
8 | HVT4-G2.2 | LIGHTNING IMPULSE VOLTAGE WITHSTAND TEST 3 PHASE DRY | 75800 | TEST
8 | HVT7-K3.3 | LIGHTNING IMPULSE VOLTAGE WITHSTAND TEST 3 PHASE NON CHOPPED | 53650 | TEST
8 | HVT7-K3.3 | LIGHTNING IMPULSE VOLTAGE WITHSTAND TEST 3 PHASE NON CHOPPED | 80500 | TEST
8 | LIGHTNING IMPULSE VOLTAGE WITHSTAND TEST DRY-HVT3C1-003 | LIGHTNING IMPULSE VOLTAGE WITHSTAND TEST DRY-HVT3C1-003 | 762.68 | TEST
8 | LIGHTNING IMPULSE VOLTAGE WITHSTAND TEST DRY-HVT3C1-003 | LIGHTNING IMPULSE VOLTAGE WITHSTAND TEST DRY-HVT3C1-003 | 762 | TEST
8 | HVT10-M1.1 | LIGHTNING IMPULSE VOLTAGE WITHSTAND TEST ON VALVE TERMINAL | 51300 | TEST
8 | HVT10-M1.1 | LIGHTNING IMPULSE VOLTAGE WITHSTAND TEST ON VALVE TERMINAL | 102600 | TEST
8 | HVT7-K5.2 | LIGHTNING IMPULSE VOLTAGE WITHSTAND TEST-1 PHASE ( CHOPPED) | 74550 | TEST
8 | HVT7-K5.2 | LIGHTNING IMPULSE VOLTAGE WITHSTAND TEST-1 PHASE ( CHOPPED) | 149100 | TEST
8 | HVT7-K5.1 | LIGHTNING IMPULSE VOLTAGE WITHSTAND TEST-1 PHASE (NON CHOPPED) | 51500 | TEST
8 | HVT7-K5.1 | LIGHTNING IMPULSE VOLTAGE WITHSTAND TEST-1 PHASE (NON CHOPPED) | 103000 | TEST
8 | HVT4-F2.1 | LIGHTNING IMPULSE VOLTAGE WITHSTAND TEST-1 PHASE DRY | 16900 | TEST
8 | HVT4-F2.1 | LIGHTNING IMPULSE VOLTAGE WITHSTAND TEST-1 PHASE DRY | 22000 | TEST
8 | HVT7-K5.3 | LIGHTNING IMPULSE VOLTAGE WITHSTAND TEST-3 PHASE (NON CHOPPED) | 96600 | TEST
8 | HVT7-K5.3 | LIGHTNING IMPULSE VOLTAGE WITHSTAND TEST-3 PHASE (NON CHOPPED) | 193200 | TEST
8 | LIGHTNING IMPULSE VOLTAGE WITHSTAND TEST-HVT6J4-001 | LIGHTNING IMPULSE VOLTAGE WITHSTAND TEST-HVT6J4-001 | 468 | TEST
8 | HVT5-I.1.2 | LIGHTNING IMPULSE WITHSTAND TEST (1 PHASE) WET | 44650 | TEST
8 | HVT5-I.1.2 | LIGHTNING IMPULSE WITHSTAND TEST (1 PHASE) WET | 53600 | TEST
8 | LIGHTNING IMPULSE WITHSTAND TEST NON CHOPPED - HVT7K1-003 | LIGHTNING IMPULSE WITHSTAND TEST NON CHOPPED - HVT7K1-003 | 869 | TEST
8 | HVT10-M1.11 | LIGHTNING IMPULSE WITHSTAND TEST ON VALVE BASE | 22350 | TEST
8 | HVT10-M1.11 | LIGHTNING IMPULSE WITHSTAND TEST ON VALVE BASE | 44700 | TEST
8 | ICG 18 (ii) | LONG DURATION CURRENT IMPULSE W/S TEST . 5 KA < 10 KA | 16150 | TEST
8 | ICG 2 II | LONG DURATION CURRENT IMPULSE W/S TEST >5 KA < 10 KA | 30900 | TEST
8 | ICG 2 II | LONG DURATION CURRENT IMPULSE W/S TEST >5 KA < 10 KA | 37100 | TEST
8 | ICG2.I | LONG DURATION CURRENT IMPULSE W/S TEST UPTO 5 KA | 20150 | TEST
8 | ICG2.I | LONG DURATION CURRENT IMPULSE W/S TEST UPTO 5 KA | 24200 | TEST
8 | ICG 2 iii | LONG DURATION CURRENT IMPULSE W/S. TEST >10 KA < 20 KA | 39550 | TEST
8 | ICG 2 iii | LONG DURATION CURRENT IMPULSE W/S. TEST >10 KA < 20 KA | 47500 | TEST
8 | ICG 18 (i) | LONG DURATION CURRENT IMPULSEM W/S TEST-UPTO 5 KA | 9500 | TEST
8 | ICG-OT-1 | LONG DURATION CURRENT WITHSTAND TEST(1 - 6 KV) | 97000 | TEST
8 | ICG-OT-11 | LONG DURATION CURRENT WITHSTAND TEST(6 - 12 KV) | 122300 | TEST
8 | ICG11 ii | LOW CURRENT LONG DURATION TEST-> 5 KA < 10 KA | 56300 | TEST
8 | ICG12 ii | LOW CURRENT LONG DURATION TEST-> 5 KA < 10 KA | 67600 | TEST
8 | ICG11 i | LOW CURRENT LONG DURATION TEST-UPTO 5 KA | 38250 | TEST
8 | ICG12 i | LOW CURRENT LONG DURATION TEST-UPTO 5 KA | 45900 | TEST
8 | ICG-OT-2 | LOW CURRENT LONG DURATION WITHSTAND TEST(1 - 6 KV) | 97000 | TEST
8 | ICG-OT-12 | LOW CURRENT LONG DURATION WITHSTAND TEST(6-12 KV) | 122300 | TEST
8 | HV/6(Acct)11 12-7-11 | MEASUREMENT OF INSULATION RESISTANCE | 1100 | TEST
8 | MEASUREMENT OF SOIL RESISTIVITY AT SITE , DESIGN OF GROUNDING SYSTEM, PRESENTATION ON STUDY RESULTS | MEASUREMENT OF SOIL RESISTIVITY AT SITE , DESIGN OF GROUNDING SYSTEM, PRESENTATION ON STUDY RESULTS | 1000000 | TEST
8 | MEASUREMENT OF SOIL RESISTIVITY AT SITE, DISIGN OF GROUNDING SYSTEM, PRESENTATION ON STUDY RESULTS A | MEASUREMENT OF SOIL RESISTIVITY AT SITE, DISIGN OF GROUNDING SYSTEM, PRESENTATION ON STUDY RESULTS A | 1290000 | TEST
8 | HVT1-A1.14 | MECHANICAL FAILING LOAD OR POROSITY TEST | 2650 | TEST
8 | HVT1-A2.14 | MECHANICAL FAILING LOAD OR POROSITY TEST | 3300 | TEST
8 | HVT1-A3.14 | MECHANICAL FAILING LOAD OR POROSITY TEST | 3900 | TEST
8 | HVT1-A4.20 | MECHANICAL FAILING LOAD OR POROSITY TEST | 4800 | TEST
8 | HVT1-A5.22 | MECHANICAL FAILING LOAD OR POROSITY TEST | 5150 | TEST
8 | HVT1-A1.14 | MECHANICAL FAILING LOAD OR POROSITY TEST | 3450 | TEST
8 | HVT1-A2.14 | MECHANICAL FAILING LOAD OR POROSITY TEST | 4300 | TEST
8 | HVT1-A3.14 | MECHANICAL FAILING LOAD OR POROSITY TEST | 5100 | TEST
8 | HVT1-A4.20 | MECHANICAL FAILING LOAD OR POROSITY TEST | 6750 | TEST
8 | HVT1-A5.22 | MECHANICAL FAILING LOAD OR POROSITY TEST | 6200 | TEST
8 | HVT1-A1.30 | MECHANICAL FAILING LOAD TEST | 3900 | TEST
8 | HVT1-A2.29 | MECHANICAL FILING LOAD TEST | 3900 | TEST
8 | HVT12-O 1.14 | MECHANICAL LOAD TIME TEST | 76800 | TEST
8 | HVT1-A1.27 | MECHANICAL PERFORMANCE TEST | 4000 | TEST
8 | HVT1-A1.27 | MECHANICAL PERFORMANCE TEST | 5200 | TEST
8 | HV | MECHANICAL TEST OF TENSILE OR COMPRESSION OR MECHANICAL PERFORMANCE TEST | 32350 | TEST
8 | MINIMUM ORDER VALUE -TESTING OF MATERIALS | MINIMUM ORDER VALUE -TESTING OF MATERIALS | 2400 | TEST
8 | MINIMUM ORDER VALUE TESTING OF EQUIPMENT | MINIMUM ORDER VALUE TESTING OF EQUIPMENT | 10000 | TEST
8 | PAGE 147 | MINIMUM TEST CHARGES (TEST REPORTS ISSUED) | 2400 | TEST
8 | MINIMUM TEST CHARGES FOR CONDUCTING TEST & ISSUE OF TEST REPORT-21182 | MINIMUM TEST CHARGES FOR CONDUCTING TEST & ISSUE OF TEST REPORT-21182 | 212 | TEST
8 | ICG-NT-08 | NORMALISED FOW DISCHARGE VOLTAGE TEST(1 kV to 6 kV) | 68100 | TEST
8 | ICG-NT-28 | NORMALISED FOW DISCHARGE VOLTAGE TEST(6 kV to 12 kV) | 98900 | TEST
8 | ICG-NT-06 | NORMALISED LIGHTNING IMPULSE DISCHARGE TEST(1 kV to 6 kV) | 73500 | TEST
8 | ICG-NT-26 | NORMALISED LIGHTNING IMPULSE DISCHARGE TEST(6 kV to 12 kV) | 88300 | TEST
8 | ICG-NT-02 | NORMALISED SWITCHING IMP.DISCH. VOLTAGE TEST(ONE CURRENT)1 kV to 6 kV | 38500 | TEST
8 | ICG-NT-22 | NORMALISED SWITCHING IMP.DISCH. VOLTAGE TEST(ONE CURRENT)6 kV to 12 kV | 63400 | TEST
8 | ICG-NT-04 | NORMALISED SWITCHING IMP.DISCH. VOLTAGE TEST(TWO CURRENTS)1 kV to 6 kV | 48400 | TEST
8 | ICG-NT-24 | NORMALISED SWITCHING IMP.DISCH. VOLTAGE TEST(TWO CURRENTS)6 kV to 12 kV | 75900 | TEST
8 | ICG-NT-16 | OPERATING DUTY TEST STATION CLASS(1 kV to 6 kV) | 106300 | TEST
8 | ICG-NT-36 | OPERATING DUTY TEST STATION CLASS(6 kV to 12 kV) | 160400 | TEST
8 | ICG-NT-14 | OPERATING DUTY TET DISTRIBUTION CLASS(1 kV to 6 kV) | 81400 | TEST
8 | ICG-NT-34 | OPERATING DUTY TET DISTRIBUTION CLASS(6 kV to 12 kV) | 115800 | TEST
8 | ICG-OT-6 | OPERATINIG DUTY TEST STATION CLASS(1 - 6 KV) | 131000 | TEST
8 | ICG-OT-16 | OPERATINIG DUTY TEST STATION CLASS(6-12 KV) | 179000 | TEST
8 | ICG-OT-7 | OPERATINIG DUTY/DUTY CYCLE TEST DISTRIBUTION CLASS(1 - 6 KV) | 96000 | TEST
8 | ICG-OT-17 | OPERATINIG DUTY/DUTY CYCLE TEST DISTRIBUTION CLASS(6-12 KV) | 130000 | TEST
8 | HVT8-L1.11 | OVER VOLTAGE TEST | 16150 | TEST
8 | HVT8-L2.15 | OVER VOLTAGE TEST | 21600 | TEST
8 | HVT8-L1.11 | OVER VOLTAGE TEST | 19400 | TEST
8 | HVT8-L2.15 | OVER VOLTAGE TEST | 25950 | TEST
8 | HVT4-G1.15 | P.D TEST FOR CC LAB, VOLTAGE APPLICATION | 14200 | TEST
8 | HVT4-G1.15 | P.D TEST FOR CC LAB, VOLTAGE APPLICATION | 18500 | TEST
8 | HVT4-H1.12 | P.D. TEST FOR CC LAB, VOLTAGE APPLICATION | 27400 | TEST
8 | HVT6-J4.7 | P.D. TEST FOR CC LAB, VOLTAGE APPLICATION | 14600 | TEST
8 | HVT6-J5.8 | P.D. TEST FOR CC LAB, VOLTAGE APPLICATION | 27100 | TEST
8 | HVT4-H1.12 | P.D. TEST FOR CC LAB, VOLTAGE APPLICATION | 41100 | TEST
8 | HVT6-J4.7 | P.D. TEST FOR CC LAB, VOLTAGE APPLICATION | 17550 | TEST
8 | HVT6-J5.8 | P.D. TEST FOR CC LAB, VOLTAGE APPLICATION | 32550 | TEST
8 | HV T6-J1.3 | PARTIAL DISCHARGE TEST FOR CC LAB, VOLTAGE APPLICATION | 11350 | TEST
8 | HV T6-J1.3 | PARTIAL DISCHARGE TEST FOR CC LAB, VOLTAGE APPLICATION | 13650 | TEST
8 | DCCD-F6 | PARTIAL DISCHARGE TEST-ABOVE 72.5 KV UPTO& INCLUDING 145 KV | 16150 | TEST
8 | DCCD-F6 | PARTIAL DISCHARGE TEST-ABOVE 72.5 KV UPTO& INCLUDING145KV-29/10/2020 | 16150 | TEST
8 | UHB-3 | PD/RIV TEST (PER TEST) | 121600 | TEST
8 | PHOTO OF TEST EQUIPMENT -21595 | PHOTO OF TEST EQUIPMENT -21595 | 300 | TEST
8 | HVT11-N2.4 | POLLUTION TEST ON LIGHTNING ARRESTERS (ANSI) - 220 KV -400 KV SYSTEM | 57750 | TEST
8 | HVT11-N2.4 | POLLUTION TEST ON LIGHTNING ARRESTERS (ANSI) - 220 KV -400 KV SYSTEM | 69300 | TEST
8 | HVT11-N2.3 | POLLUTION TEST ON LIGHTNING ARRESTERS (ANSI)-132 KV - 220 KV SYSTEM | 46200 | TEST
8 | HVT11-N2.1 | POLLUTION TEST ON LIGHTNING ARRETERS (AMSI) - UPTO 66 KV SYSTEM | 38150 | TEST
8 | HVT11-N2.1 | POLLUTION TEST ON LIGHTNING ARRETERS (AMSI) - UPTO 66 KV SYSTEM | 45800 | TEST
8 | HVT11-N3.2 | POLLUTION TEST WITH DC VOLTAGES SALT FOG/ SOLID LAYER METHOD-FROM 50 KV TO 100 KV | 40450 | TEST
8 | HVT11-N3.2 | POLLUTION TEST WITH DC VOLTAGES SALT FOG/ SOLID LAYER METHOD-FROM 50 KV TO 100 KV | 48550 | TEST
8 | HVT11-N3.1 | POLLUTION TEST WITH DC VOLTAGES SALT FOG/SOLID LAYER METHOD - UPTO 50 KV | 34650 | TEST
8 | HVT11-N3.1 | POLLUTION TEST WITH DC VOLTAGES SALT FOG/SOLID LAYER METHOD - UPTO 50 KV | 41600 | TEST
8 | HVT11-N3.3 | POLLUTION TEST WITH DC VOLTAGES SALT FOG/SOLID LAYER METHOD FROM 100 KV TO 150 KV | 48550 | TEST
8 | HVT11-N3.3 | POLLUTION TEST WITH DC VOLTAGES SALT FOG/SOLID LAYER METHOD FROM 100 KV TO 150 KV | 58300 | TEST
8 | HVT11-N1.5 | POLLUTION WITHSTAND TEST- 132KV UPTO 220 KV DOUBLE TENSION STRING | 65850 | TEST
8 | HVT11-N1.5 | POLLUTION WITHSTAND TEST- 132KV UPTO 220 KV DOUBLE TENSION STRING | 79050 | TEST
8 | HVT11-N1.5 | POLLUTION WITHSTAND TEST- 132KV UPTO 220 KV DOUBLE TENSION STRING | 73200 | TEST
8 | HVT11-N1.6 | POLLUTION WITHSTAND TEST-220 KV UPTO 400 KV DOUBLE TENSION STRING | 75100 | TEST
8 | HVT11-N1.6 | POLLUTION WITHSTAND TEST-220 KV UPTO 400 KV DOUBLE TENSION STRING | 90150 | TEST
8 | HVT11-N1.7 | POLLUTION WITHSTAND TEST-220 KV UPTO 400 KV QUADRA POLE STRING | 126000 | TEST
8 | HVT11-N1.4 | POLLUTION WITHSTAND TEST-EQUIPEMT RATED ABOVE 220 KV UP TO & INCLUDING 400 KV | 57750 | TEST
8 | HVT11-N1.4 | POLLUTION WITHSTAND TEST-EQUIPEMT RATED ABOVE 220 KV UP TO & INCLUDING 400 KV | 69300 | TEST
8 | HVT11-N1.4 | POLLUTION WITHSTAND TEST-EQUIPEMT RATED ABOVE 220 KV UP TO & INCLUDING 400 KV | 4700 | TEST
8 | HVT11-N1.3 | POLLUTION WITHSTAND TEST-EQUIPMENT RATED ABOVE 132 KV UPTO & INCLUDING 220 KV | 48550 | TEST
8 | HVT11-N1.3 | POLLUTION WITHSTAND TEST-EQUIPMENT RATED ABOVE 132 KV UPTO & INCLUDING 220 KV | 58300 | TEST
8 | HVT11-N1.3 | POLLUTION WITHSTAND TEST-EQUIPMENT RATED ABOVE 132 KV UPTO & INCLUDING 220 KV | 55450 | TEST
8 | HVT11-N1.2 | POLLUTION WITHSTAND TEST-EQUIPMENT RATED ABOVE 66 KV UPTO & INCLUDING 132 KV | 40450 | TEST
8 | HVT11-N1.2 | POLLUTION WITHSTAND TEST-EQUIPMENT RATED ABOVE 66 KV UPTO & INCLUDING 132 KV | 48550 | TEST
8 | HVT11-N1.1 | POLLUTION WITHSTAND TEST-EQUIPMENT RATED UPTO & INCLUDING 66 KV | 34650 | TEST
8 | HVT11-N1.1 | POLLUTION WITHSTAND TEST-EQUIPMENT RATED UPTO & INCLUDING 66 KV | 41600 | TEST
8 | HVT11-N2.2 | POLUUTION TEST ON LIGHTNING ARRESTERS (ANSI)-66 KV - 132 KV SYSTEM | 42750 | TEST
8 | HVT11-N2.2 | POLUUTION TEST ON LIGHTNING ARRESTERS (ANSI)-66 KV - 132 KV SYSTEM | 51300 | TEST
8 | PORCELAIN INSULATOR TR 208 WITH POWERSIL 1000 HOURS AGEING TEST -HVT1201-6 | PORCELAIN INSULATOR TR 208 WITH POWERSIL 1000 HOURS AGEING TEST -HVT1201-6 | 7225 | TEST
8 | ICG22 (iii) | POWER FREQ. VOLT VS TIME CURVE-TEST ON 10 KA LINE DISCHARGE CLASS 2&3 &20 KA LINE DISCHARGE CLASS4 & | 24100 | TEST
8 | ICG6 iii | POWER FREQ. VOLT. VS TIME CURVE-TEST ON 10KA LINE DISCHARGE CLASS 2&3 &20KA LINE DISCHARGE CL.4 & 5 | 48200 | TEST
8 | ICG6 iii | POWER FREQ. VOLT. VS TIME CURVE-TEST ON 10KA LINE DISCHARGE CLASS 2&3 &20KA LINE DISCHARGE CL.4 & 5 | 57850 | TEST
8 | HV/TRF/01/27-8-15 | POWER FREQ. VOLTAGE 30 min WITHSTAND TEST ON INSULATORS & INSULATIING MATERIALS | 97555 | TEST
8 | HVT8-L3.4 | POWER FREQ. VOLTAGE WITHSTAND & FLASHOVER TEST (DRY) | 38350 | TEST
8 | HVT1A3-28 | POWER FREQ. VOLTAGE WITHSTAND TEST FOR 5 min(DRY & WET) | 12400 | TEST
8 | HVT1-A3-30 | POWER FREQ. WITHSTAND TEST(DRY) ON HOTLINES STICK | 4300 | TEST
8 | HVT1-A3-29 | POWER FREQ. WITHSTAND TEST(DRY) ON LADDER | 8600 | TEST
8 | HV/6(Acct)/2011 | POWER FREQ.WITHSTAND TEST(DRY) FOR INSULATORS | 188100 | TEST
8 | HVT1-A2.27 | POWER FREQUENCY VOLTAGE 30 MIN. WITHSTAND TEST(DRY) | 27300 | TEST
8 | HVT1-A4.22 | POWER FREQUENCY VOLTAGE 30 MINUTES WITH-STAND TEST FOR POLYMER INSULATOR | 34650 | TEST
8 | HVT1-A4.22 | POWER FREQUENCY VOLTAGE 30 MINUTES WITH-STAND TEST FOR POLYMER INSULATOR | 48550 | TEST
8 | HVT1-A3.27 | POWER FREQUENCY VOLTAGE 30 MINUTES WITHSTAND TEST FOR POLYMER INSULATOR | 28900 | TEST
8 | HV T1 A4 22 | POWER FREQUENCY VOLTAGE 30 MINUTES WITHSTAND TEST FOR POLYMER INSULATOR | 34650 | TEST
8 | HVT1-A3.27 | POWER FREQUENCY VOLTAGE 30 MINUTES WITHSTAND TEST FOR POLYMER INSULATOR | 37600 | TEST
8 | HVT10-M1.8 | POWER FREQUENCY VOLTAGE DISTRIBUTION TEST ON VALVE TERMINAL. | 64350 | TEST
8 | HVT10-M1.8 | POWER FREQUENCY VOLTAGE DISTRIBUTION TEST ON VALVE TERMINAL. | 128700 | TEST
8 | HVT1-A4.11(b) | POWER FREQUENCY VOLTAGE FLALSH OVER TESTS (DRY) | 12750 | TEST
8 | HVT1-A2.20 | POWER FREQUENCY VOLTAGE FLASH OVER TESG (DRY) | 4900 | TEST
8 | HVT1-A2.20 | POWER FREQUENCY VOLTAGE FLASH OVER TESG (DRY) | 6400 | TEST
8 | HVT1-A3.20 | POWER FREQUENCY VOLTAGE FLASH OVER TEST (DRY) | 7400 | TEST
8 | HVT1-A3.20 | POWER FREQUENCY VOLTAGE FLASH OVER TEST (DRY) | 9650 | TEST
8 | HVT1-A5.23 | POWER FREQUENCY VOLTAGE FLASH OVER TEST ONLY (DRY) | 23350 | TEST
8 | HVT1-A5.24 | POWER FREQUENCY VOLTAGE FLASH OVER TEST ONLY (WET) | 26250 | TEST
8 | HVT1-A5.23 | POWER FREQUENCY VOLTAGE FLASH OVER TEST ONLY DRY | 19450 | TEST
8 | HVT1-A5.24 | POWER FREQUENCY VOLTAGE FLASH OVER TEST ONLY WET | 21850 | TEST
8 | HVT1-A4.11(b) | POWER FREQUENCY VOLTAGE FLASHOVER TEST (DRY) | 12750 | TEST
8 | HVT1-A4.11(b) | POWER FREQUENCY VOLTAGE FLASHOVER TEST (DRY) | 17850 | TEST
8 | HVT1-A1.23 | POWER FREQUENCY VOLTAGE FLASHOVER TEST (WET) | 7100 | TEST
8 | HVT1-A2.23 | POWER FREQUENCY VOLTAGE FLASHOVER TEST (WET) | 7200 | TEST
8 | HVT1-A3.23 | POWER FREQUENCY VOLTAGE FLASHOVER TEST (WET) | 8950 | TEST
8 | HVT1-A4.12(b) | POWER FREQUENCY VOLTAGE FLASHOVER TEST (WET) | 15050 | TEST
8 | HV T1 A4 12(b) | POWER FREQUENCY VOLTAGE FLASHOVER TEST (WET) | 15050 | TEST
8 | HVT1-A1.23 | POWER FREQUENCY VOLTAGE FLASHOVER TEST (WET) | 9250 | TEST
8 | HVT1-A2.23 | POWER FREQUENCY VOLTAGE FLASHOVER TEST (WET) | 9400 | TEST
8 | HVT1-A3.23 | POWER FREQUENCY VOLTAGE FLASHOVER TEST (WET) | 11650 | TEST
8 | HV T1 A4 12(b) | POWER FREQUENCY VOLTAGE FLASHOVER TEST (WET) | 21100 | TEST
8 | HVT1-A1.20 | POWER FREQUENCY VOLTAGE FLASHOVER TEST(DRY) | 3900 | TEST
8 | HVT1-A1.20 | POWER FREQUENCY VOLTAGE FLASHOVER TEST(DRY) | 5100 | TEST
8 | HVT8-L1.4 | POWER FREQUENCY VOLTAGE SPARK OVER TEST (DRY) | 7200 | TEST
8 | HVT8-L2.3 | POWER FREQUENCY VOLTAGE SPARK OVER TEST (DRY) | 25850 | TEST
8 | HVT8-L1.4 | POWER FREQUENCY VOLTAGE SPARK OVER TEST (DRY) | 8650 | TEST
8 | HVT8-L2.3 | POWER FREQUENCY VOLTAGE SPARK OVER TEST (DRY) | 31050 | TEST
8 | HVT8-L1.5 | POWER FREQUENCY VOLTAGE SPARK OVER TEST (WET) | 12850 | TEST
8 | HVT8-L2.6 | POWER FREQUENCY VOLTAGE SPARK OVER TEST (WET) | 31150 | TEST
8 | HVT8-L1.5 | POWER FREQUENCY VOLTAGE SPARK OVER TEST (WET) | 15450 | TEST
8 | HVT8-L2.6 | POWER FREQUENCY VOLTAGE SPARK OVER TEST (WET) | 37400 | TEST
8 | HVT5- I.2.13 | POWER FREQUENCY VOLTAGE TEST INCLUDING MEASUREMENT OF INDUCTANCE | 6750 | TEST
8 | HVT5- I.2.13 | POWER FREQUENCY VOLTAGE TEST INCLUDING MEASUREMENT OF INDUCTANCE | 8100 | TEST
8 | HVT5-I 1.10 | POWER FREQUENCY VOLTAGE TEST INCLUDING MEASUREMENT OF INDUCTORS | 5250 | TEST
8 | HVT5-I 1.10 | POWER FREQUENCY VOLTAGE TEST INCLUDING MEASUREMENT OF INDUCTORS | 6300 | TEST
8 | ICG6ii | POWER FREQUENCY VOLTAGE VS TIME CURVE- TEST ON 20 KA HIGH LIGHTNING DUTY ARRESTOR | 38250 | TEST
8 | ICG6ii | POWER FREQUENCY VOLTAGE VS TIME CURVE- TEST ON 20 KA HIGH LIGHTNING DUTY ARRESTOR | 45900 | TEST
8 | ICG22 ( i ) | POWER FREQUENCY VOLTAGE VS TIME CURVE- TESTS ON 10 KA LINE DISCHARGE CLASS 1 5.0 KA, 2.5 KA & 1.5 KA | 16200 | TEST
8 | ICG6 i | POWER FREQUENCY VOLTAGE VS TIME CURVE-TEST ON 10 KA LINE DISCHARGE CLASS I 5.0 KA, 2.5KA & 1.5 KA | 30900 | TEST
8 | ICG6 i | POWER FREQUENCY VOLTAGE VS TIME CURVE-TEST ON 10 KA LINE DISCHARGE CLASS I 5.0 KA, 2.5KA & 1.5 KA | 37100 | TEST
8 | HVT1-A4.11(a) | POWER FREQUENCY VOLTAGE WITH-STAND TEST (DRY) MAX | 11550 | TEST
8 | HVT1-A4.12(a) | POWER FREQUENCY VOLTAGE WITH-STAND TESTS (WEST) INCLUDING MAX | 13900 | TEST
8 | HV T1 A4 12(a) | POWER FREQUENCY VOLTAGE WITH-STAND TESTS (WET) INCLUDING MAX | 13900 | TEST
8 | HVT1-A4.12(a) | POWER FREQUENCY VOLTAGE WITH-STAND TESTS (WET) INCLUDING MAX | 19500 | TEST
8 | UHB-1 | POWER FREQUENCY VOLTAGE WITHSTAND (DRY) (PER APPLICATION) | 94000 | TEST
8 | UH/B1(1) | POWER FREQUENCY VOLTAGE WITHSTAND (DRY) (PER APPLICATION) | 188000 | TEST
8 | HVT3-D1.7 | POWER FREQUENCY VOLTAGE WITHSTAND (dry) 15 mins. | 50000 | TEST
8 | HVT1-A5.12 | POWER FREQUENCY VOLTAGE WITHSTAND (DRY) INCL. MAX. | 21100 | TEST
8 | HVT4-H1.6 | POWER FREQUENCY VOLTAGE WITHSTAND & FLASH OVER (WET) | 25550 | TEST
8 | HVT4-H1.6 | POWER FREQUENCY VOLTAGE WITHSTAND & FLASH OVER (WET) | 38350 | TEST
8 | HVT4-F2.9 | POWER FREQUENCY VOLTAGE WITHSTAND & FLASH OVER TEST (DRY) | 8550 | TEST
8 | HVT3-G1.13 | POWER FREQUENCY VOLTAGE WITHSTAND & FLASH OVER TEST (DRY) | 13300 | TEST
8 | HVT4-F2.9 | POWER FREQUENCY VOLTAGE WITHSTAND & FLASH OVER TEST (DRY) | 11150 | TEST
8 | HVT3-G1.13 | POWER FREQUENCY VOLTAGE WITHSTAND & FLASH OVER TEST (DRY) | 17300 | TEST
8 | HVT2-B1.1 | POWER FREQUENCY VOLTAGE WITHSTAND & FLASH OVER TEST (DRY) INCL. MAX | 14500 | TEST
8 | HVT2-B1.1 | POWER FREQUENCY VOLTAGE WITHSTAND & FLASH OVER TEST (DRY) INCL. MAX | 21750 | TEST
8 | HVT1-A5.11 | POWER FREQUENCY VOLTAGE WITHSTAND & FLASH OVER TEST (DRY) INCL. MAX. | 25450 | TEST
8 | HVT1-A5.11 | POWER FREQUENCY VOLTAGE WITHSTAND & FLASH OVER TEST (DRY) INCL. MAX. | 30550 | TEST
8 | HVT4-H1.25 | POWER FREQUENCY VOLTAGE WITHSTAND & FLASH OVER TEST (DRY)) | 50400 | TEST
8 | HVT4-F2.10 | POWER FREQUENCY VOLTAGE WITHSTAND & FLASH OVER TEST (WET) | 12850 | TEST
8 | HVT4-F2.10 | POWER FREQUENCY VOLTAGE WITHSTAND & FLASH OVER TEST (WET) | 16750 | TEST
8 | HVT2-B1.2 | POWER FREQUENCY VOLTAGE WITHSTAND & FLASH OVER TEST (WET) INCL. MAX. | 15700 | TEST
8 | HVT2-B1.2 | POWER FREQUENCY VOLTAGE WITHSTAND & FLASH OVER TEST (WET) INCL. MAX. | 23550 | TEST
8 | HVT1-A4.11 | POWER FREQUENCY VOLTAGE WITHSTAND & FLASH OVER TESTS (DRY)INCL. MAX. | 19650 | TEST
8 | HVT1-A4.11 | POWER FREQUENCY VOLTAGE WITHSTAND & FLASH OVER TESTS (DRY)INCL. MAX. | 27550 | TEST
8 | HVT4-H1.5 | POWER FREQUENCY VOLTAGE WITHSTAND & FLASHOVER (DRY) | 22950 | TEST
8 | HVT4-H1.5 | POWER FREQUENCY VOLTAGE WITHSTAND & FLASHOVER (DRY) | 34450 | TEST
8 | HVT3-F1.4 | POWER FREQUENCY VOLTAGE WITHSTAND & FLASHOVER (DRY) | 20450 | TEST
8 | HVT3-F1.4 | POWER FREQUENCY VOLTAGE WITHSTAND & FLASHOVER (DRY) | 24550 | TEST
8 | HVT3-F1.5 | POWER FREQUENCY VOLTAGE WITHSTAND & FLASHOVER TEST (WET) | 27000 | TEST
8 | HVT4-G1.14 | POWER FREQUENCY VOLTAGE WITHSTAND & FLASHOVER TEST (WET) | 17200 | TEST
8 | HVT3-F1.5 | POWER FREQUENCY VOLTAGE WITHSTAND & FLASHOVER TEST (WET) | 32400 | TEST
8 | HVT4-G1.14 | POWER FREQUENCY VOLTAGE WITHSTAND & FLASHOVER TEST (WET) | 22400 | TEST
8 | HVT1-A4.12 | POWER FREQUENCY VOLTAGE WITHSTAND & FLASHOVER TEST (WET) INCL. MAX. | 21950 | TEST
8 | HVT1-A4.12 | POWER FREQUENCY VOLTAGE WITHSTAND & FLASHOVER TEST (WET) INCL. MAX. | 30750 | TEST
8 | HVT1-A5.13 | POWER FREQUENCY VOLTAGE WITHSTAND & FLASHOVER TESTS (WET) INCL. MAX. | 29800 | TEST
8 | HVT1-A5.13 | POWER FREQUENCY VOLTAGE WITHSTAND & FLASHOVER TESTS (WET) INCL. MAX. | 35800 | TEST
8 | HVT8-L3.4 | POWER FREQUENCY VOLTAGE WITHSTAND AND FLASHOVER (DRY) | 25550 | TEST
8 | HVT8-L3.5 | POWER FREQUENCY VOLTAGE WITHSTAND AND FLASHOVER WET | 27000 | TEST
8 | HVT8-L3.5 | POWER FREQUENCY VOLTAGE WITHSTAND AND FLASHOVER WET | 40500 | TEST
8 | HVT3-C3.3 | POWER FREQUENCY VOLTAGE WITHSTAND AUXILIARY CIRCUIT (DRY) | 2250 | TEST
8 | HVT3-C3.3 | POWER FREQUENCY VOLTAGE WITHSTAND AUXILIARY CIRCUIT (DRY) | 2700 | TEST
8 | HVT1-A5.12 | POWER FREQUENCY VOLTAGE WITHSTAND DRY INCL. MAX. | 17550 | TEST
8 | HVT7-K6.5 | POWER FREQUENCY VOLTAGE WITHSTAND FOR RATINGS 50 MVA TO 100 MVA 3 PHASE OR 1 PHASE | 22400 | TEST
8 | HVT7-K6.5 | POWER FREQUENCY VOLTAGE WITHSTAND FOR RATINGS 50 MVA TO 100 MVA 3 PHASE OR 1 PHASE | 33600 | TEST
8 | HVT3-C4.7 | POWER FREQUENCY VOLTAGE WITHSTAND OM AUXILIARY CIRCUITS | 3500 | TEST
8 | HVT3-C4.7 | POWER FREQUENCY VOLTAGE WITHSTAND OM AUXILIARY CIRCUITS | 4200 | TEST
8 | HVT5-I 3.14 | POWER FREQUENCY VOLTAGE WITHSTAND ON TUNING DEVICE FROM 1 KV TO 400 KV | 4350 | TEST
8 | HVT5-I 3.14 | POWER FREQUENCY VOLTAGE WITHSTAND ON TUNING DEVICE FROM 1 KV TO 400 KV | 5250 | TEST
8 | HVT3-C4.5 | POWER FREQUENCY VOLTAGE WITHSTAND OR FLASH OVER TEST (DRY) | 6500 | TEST
8 | HVT3-C4.5 | POWER FREQUENCY VOLTAGE WITHSTAND OR FLASH OVER TEST (DRY) | 7800 | TEST
8 | HVT3-C4.6 | POWER FREQUENCY VOLTAGE WITHSTAND OR FLASH OVER TEST (WET) | 7750 | TEST
8 | HVT3-C4.6 | POWER FREQUENCY VOLTAGE WITHSTAND OR FLASH OVER TEST (WET) | 9300 | TEST
8 | HVT4-F3.4 | POWER FREQUENCY VOLTAGE WITHSTAND TES & FLASHOVER TEST WET | 39550 | TEST
8 | HVT4-F3.4 | POWER FREQUENCY VOLTAGE WITHSTAND TES & FLASHOVER TEST WET | 47500 | TEST
8 | HVT1-A3.21 | POWER FREQUENCY VOLTAGE WITHSTAND TEST (WET) | 4300 | TEST
8 | HVT1-A3.21 | POWER FREQUENCY VOLTAGE WITHSTAND TEST (WET) | 5600 | TEST
8 | HVT1-A1.18 | POWER FREQUENCY VOLTAGE WITHSTAND TEST (DRY) | 1050 | TEST
8 | HVT1-A2.18 | POWER FREQUENCY VOLTAGE WITHSTAND TEST (DRY) | 2350 | TEST
8 | HVT1-A3.18 | POWER FREQUENCY VOLTAGE WITHSTAND TEST (DRY) | 3300 | TEST
8 | HVT3-E1.18 | POWER FREQUENCY VOLTAGE WITHSTAND TEST (DRY) | 24600 | TEST
8 | HVT1-A1.18(revised) | POWER FREQUENCY VOLTAGE WITHSTAND TEST (DRY) | 850 | TEST
8 | HVT1-A2.18 | POWER FREQUENCY VOLTAGE WITHSTAND TEST (DRY) | 3100 | TEST
8 | HVT1-A3.18 | POWER FREQUENCY VOLTAGE WITHSTAND TEST (DRY) | 4300 | TEST
8 | HVT3-E1.9 | POWER FREQUENCY VOLTAGE WITHSTAND TEST (DRY) | 29550 | TEST
8 | HVT3-E1.9 | POWER FREQUENCY VOLTAGE WITHSTAND TEST (DRY) | 29550 | TEST
8 | HVT7-K2.5 | POWER FREQUENCY VOLTAGE WITHSTAND TEST (DRY) 1 PHASE OR 3 PHASE | 8900 | TEST
8 | HVT7-K2.5 | POWER FREQUENCY VOLTAGE WITHSTAND TEST (DRY) 1 PHASE OR 3 PHASE | 13350 | TEST
8 | HVT1-A2.19 | POWER FREQUENCY VOLTAGE WITHSTAND TEST (DRY) MAX | 2900 | TEST
8 | HVT1-A3.19 | POWER FREQUENCY VOLTAGE WITHSTAND TEST (DRY) MAX | 4000 | TEST
8 | HVT1-A4.11(a) | POWER FREQUENCY VOLTAGE WITHSTAND TEST (DRY) MAX | 11550 | TEST
8 | HVT1-A2.19 | POWER FREQUENCY VOLTAGE WITHSTAND TEST (DRY) MAX | 3800 | TEST
8 | HVT1-A3.19 | POWER FREQUENCY VOLTAGE WITHSTAND TEST (DRY) MAX | 5200 | TEST
8 | HVT1-A4.11(a) | POWER FREQUENCY VOLTAGE WITHSTAND TEST (DRY) MAX | 16200 | TEST
8 | HVT1-A1.19 | POWER FREQUENCY VOLTAGE WITHSTAND TEST (DRY) MAX. | 1400 | TEST
8 | HVT1-A1.19 | POWER FREQUENCY VOLTAGE WITHSTAND TEST (DRY) MAX. | 1850 | TEST
8 | HVT1-A1.19 | POWER FREQUENCY VOLTAGE WITHSTAND TEST (DRY) MAX. | 1850 | TEST
8 | HVT1-A1.21 | POWER FREQUENCY VOLTAGE WITHSTAND TEST (WET) | 2000 | TEST
8 | HVT3-E1.19 | POWER FREQUENCY VOLTAGE WITHSTAND TEST (WET) | 28550 | TEST
8 | HVT1-A1.21 | POWER FREQUENCY VOLTAGE WITHSTAND TEST (WET) | 2600 | TEST
8 | HVT3-E1.10 | POWER FREQUENCY VOLTAGE WITHSTAND TEST (WET) | 34300 | TEST
8 | HVT1-A3.22 | POWER FREQUENCY VOLTAGE WITHSTAND TEST (WET) MAX | 5300 | TEST
8 | HVT1-A3.22 | POWER FREQUENCY VOLTAGE WITHSTAND TEST (WET) MAX | 6900 | TEST
8 | HVT1-A2.22 | POWER FREQUENCY VOLTAGE WITHSTAND TEST (WET) MAX. | 4000 | TEST
8 | HVT1-A2.22 | POWER FREQUENCY VOLTAGE WITHSTAND TEST (WET) MAX. | 5200 | TEST
8 | HVT4 H 2.3 | POWER FREQUENCY VOLTAGE WITHSTAND TEST & FLASH OVER TEST (DRY) | 60500 | TEST
8 | HVT4-F3.3 | POWER FREQUENCY VOLTAGE WITHSTAND TEST & FLASH OVER TEST DRY | 23750 | TEST
8 | HVT4-F3.3 | POWER FREQUENCY VOLTAGE WITHSTAND TEST & FLASH OVER TEST DRY | 28500 | TEST
8 | HVT4-G2.4 | POWER FREQUENCY VOLTAGE WITHSTAND TEST & FLASH OVER TEST WET | 47400 | TEST
8 | HVT4-G2.4 | POWER FREQUENCY VOLTAGE WITHSTAND TEST & FLASH OVER TEST WET | 56900 | TEST
8 | HVT4-G2.3 | POWER FREQUENCY VOLTAGE WITHSTAND TEST AND FLASHOVER TEST DRY | 31600 | TEST
8 | HVT4-G2.3 | POWER FREQUENCY VOLTAGE WITHSTAND TEST AND FLASHOVER TEST DRY | 37950 | TEST
8 | HVT3-C2.3 | POWER FREQUENCY VOLTAGE WITHSTAND TEST AUXILIARY CIRCUIT (DRY) | 1650 | TEST
8 | HVT3-C2.3 | POWER FREQUENCY VOLTAGE WITHSTAND TEST AUXILIARY CIRCUIT (DRY) | 2000 | TEST
8 | POWER FREQUENCY VOLTAGE WITHSTAND TEST DRY -HVT3C2-001 | POWER FREQUENCY VOLTAGE WITHSTAND TEST DRY -HVT3C2-001 | 65.22 | TEST
8 | POWER FREQUENCY VOLTAGE WITHSTAND TEST DRY -HVT6J4-005 | POWER FREQUENCY VOLTAGE WITHSTAND TEST DRY -HVT6J4-005 | 259 | TEST
8 | POWER FREQUENCY VOLTAGE WITHSTAND TEST DRY -HVT6J4-005 | POWER FREQUENCY VOLTAGE WITHSTAND TEST DRY -HVT6J4-005 | 255.43 | TEST
8 | HVT3-D1.5 | POWER FREQUENCY VOLTAGE WITHSTAND TEST DRY 3 PHASE | 25150 | TEST
8 | HVT3-D1.5 | POWER FREQUENCY VOLTAGE WITHSTAND TEST DRY 3 PHASE | 37750 | TEST
8 | POWER FREQUENCY VOLTAGE WITHSTAND TEST DRY-HVT6J4-005 | POWER FREQUENCY VOLTAGE WITHSTAND TEST DRY-HVT6J4-005 | 294 | TEST
8 | HVT3-D1.3 | POWER FREQUENCY VOLTAGE WITHSTAND TEST DRY. I PHASE | 17300 | TEST
8 | HVT3-D1.3 | POWER FREQUENCY VOLTAGE WITHSTAND TEST DRY. I PHASE | 25950 | TEST
8 | HVT7-K4.5 | POWER FREQUENCY VOLTAGE WITHSTAND TEST FOR RATINGS 2 MVA TO 25 MVA 1 PHASE OR 3 PHASE | 17850 | TEST
8 | HVT7-K4.5 | POWER FREQUENCY VOLTAGE WITHSTAND TEST FOR RATINGS 2 MVA TO 25 MVA 1 PHASE OR 3 PHASE | 26800 | TEST
8 | HVT7-K4.6 | POWER FREQUENCY VOLTAGE WITHSTAND TEST FOR RATINGS 25 MVA TO 50 MVA 3 PHASE OR 1 PHASE | 20800 | TEST
8 | HVT7-K4.6 | POWER FREQUENCY VOLTAGE WITHSTAND TEST FOR RATINGS 25 MVA TO 50 MVA 3 PHASE OR 1 PHASE | 31200 | TEST
8 | HVT5- I 3.15 | POWER FREQUENCY VOLTAGE WITHSTAND TEST INCLUDING MEASUREMENT OF INDUCTANCE | 7100 | TEST
8 | HVT5- I 3.15 | POWER FREQUENCY VOLTAGE WITHSTAND TEST INCLUDING MEASUREMENT OF INDUCTANCE | 8550 | TEST
8 | HVT5-I 1.5 | POWER FREQUENCY VOLTAGE WITHSTAND TEST ON TURNING DEVICE | 3300 | TEST
8 | HVT5-I 1.5 | POWER FREQUENCY VOLTAGE WITHSTAND TEST ON TURNING DEVICE | 4000 | TEST
8 | HVT10-M1.7 | POWER FREQUENCY VOLTAGE WITHSTAND TEST ON VALVE TERMINAL | 38300 | TEST
8 | HVT10-M1.7 | POWER FREQUENCY VOLTAGE WITHSTAND TEST ON VALVE TERMINAL | 76600 | TEST
8 | POWER FREQUENCY VOLTAGE WITHSTAND TEST WET -HVT6J4-006 | POWER FREQUENCY VOLTAGE WITHSTAND TEST WET -HVT6J4-006 | 329 | TEST
8 | HVT1-A5.14 | POWER FREQUENCY VOLTAGE WITHSTAND TEST WET INCL. MAX. | 20100 | TEST
8 | HVT1-A5.14 | POWER FREQUENCY VOLTAGE WITHSTAND TEST WET INCL. MAX. | 24150 | TEST
8 | HVT1-A2.21 | POWER FREQUENCY VOLTAGE WITHSTAND TEST WET) | 2900 | TEST
8 | HVT1-A2.21 | POWER FREQUENCY VOLTAGE WITHSTAND TEST WET) | 3800 | TEST
8 | HVT1-A1.22 | POWER FREQUENCY VOLTAGE WITHSTAND TEST(WET) MAX. | 2250 | TEST
8 | HVT1-A1.22 | POWER FREQUENCY VOLTAGE WITHSTAND TEST(WET) MAX. | 2950 | TEST
8 | HVT3-D1.6 | POWER FREQUENCY VOLTAGE WITHSTAND WET 3 PHASE | 30350 | TEST
8 | HVT3-D1.6 | POWER FREQUENCY VOLTAGE WITHSTAND WET 3 PHASE | 45550 | TEST
8 | HVT3-D1.4 | POWER FREQUENCY VOLTAGE WITHSTAND WET. 1 PHASE | 22050 | TEST
8 | HVT3-D1.4 | POWER FREQUENCY VOLTAGE WITHSTAND WET. 1 PHASE | 33100 | TEST
8 | HVT3-C2.1 | POWER FREQUENCY VOLTAGE WITHSTAND/FLASH OVER TEST (DRY) | 3000 | TEST
8 | HVT3-C3.1 | POWER FREQUENCY VOLTAGE WITHSTAND/FLASH OVER TEST (DRY) | 3600 | TEST
8 | HVT3-C2.1 | POWER FREQUENCY VOLTAGE WITHSTAND/FLASH OVER TEST (DRY) | 3600 | TEST
8 | HVT3-C3.1 | POWER FREQUENCY VOLTAGE WITHSTAND/FLASH OVER TEST (DRY) | 4350 | TEST
8 | HVT3-C2.2 | POWER FREQUENCY VOLTAGE WITHSTAND/FLASH OVER TEST (WET) | 4450 | TEST
8 | HVT3-C3.2 | POWER FREQUENCY VOLTAGE WITHSTAND/FLASH OVER TEST (WET) | 5050 | TEST
8 | HVT3-C2.2 | POWER FREQUENCY VOLTAGE WITHSTAND/FLASH OVER TEST (WET) | 5350 | TEST
8 | HVT3-C3.2 | POWER FREQUENCY VOLTAGE WITHSTAND/FLASH OVER TEST (WET) | 6100 | TEST
8 | HVT1-A2.13 | POWER FREQUENCY VOLTAGE/ UNDER OIL PUNCTURE WITHSTAND/PUNCTURE TEST | 4900 | TEST
8 | HVT1-A2.13 | POWER FREQUENCY VOLTAGE/ UNDER OIL PUNCTURE WITHSTAND/PUNCTURE TEST | 6400 | TEST
8 | HVT1-A1.13 | POWER FREQUENCY VOLTAGE/UNDER OIL PUNCTURE WITHSTAND/PUNCTURE TEST | 4550 | TEST
8 | HVT1-A3.13 | POWER FREQUENCY VOLTAGE/UNDER OIL PUNCTURE WITHSTAND/PUNCTURE TEST | 5150 | TEST
8 | HVT1-A1.13 | POWER FREQUENCY VOLTAGE/UNDER OIL PUNCTURE WITHSTAND/PUNCTURE TEST | 5950 | TEST
8 | HVT1-A3.13 | POWER FREQUENCY VOLTAGE/UNDER OIL PUNCTURE WITHSTAND/PUNCTURE TEST | 6700 | TEST
8 | HVT5- I.2.14 | POWER FREQUENCY W/S TEST DRY | 11500 | TEST
8 | HVT5- I.2.14 | POWER FREQUENCY W/S TEST DRY | 13800 | TEST
8 | HVT4-H1.20 | POWER FREQUENCY W/S TEST ON LOAD TAP CHANGER 1 PHASE OR 3 PHASE | 33750 | TEST
8 | HVT4-H1.20 | POWER FREQUENCY W/S TEST ON LOAD TAP CHANGER 1 PHASE OR 3 PHASE | 50650 | TEST
8 | HVT6-J2.1 | POWER FREQUENCY WITHSTAND TEST (DRY) | 5800 | TEST
8 | HVT6-J3.1 | POWER FREQUENCY WITHSTAND TEST (DRY) | 6500 | TEST
8 | HVT6-J4.5 | POWER FREQUENCY WITHSTAND TEST (DRY) | 11750 | TEST
8 | HVT6-J2.1 | POWER FREQUENCY WITHSTAND TEST (DRY) | 7000 | TEST
8 | HVT6-J3.1 | POWER FREQUENCY WITHSTAND TEST (DRY) | 7800 | TEST
8 | HVT6-J4.5 | POWER FREQUENCY WITHSTAND TEST (DRY) | 14100 | TEST
8 | HVT7-K1.5 | POWER FREQUENCY WITHSTAND TEST (DRY) 1 PHASE OR 3 PHASE | 5800 | TEST
8 | HVT7-K1.5 | POWER FREQUENCY WITHSTAND TEST (DRY) 1 PHASE OR 3 PHASE | 8700 | TEST
8 | HVT6-J2.2 | POWER FREQUENCY WITHSTAND TEST (WET) | 6500 | TEST
8 | HVT6-J3.2 | POWER FREQUENCY WITHSTAND TEST (WET) | 7750 | TEST
8 | HVT6-J4.6 | POWER FREQUENCY WITHSTAND TEST (WET) | 13100 | TEST
8 | HVT6-J2.2 | POWER FREQUENCY WITHSTAND TEST (WET) | 7800 | TEST
8 | HVT6-J3.2 | POWER FREQUENCY WITHSTAND TEST (WET) | 9300 | TEST
8 | HVT6-J4.6 | POWER FREQUENCY WITHSTAND TEST (WET) | 15750 | TEST
8 | HVT10-M1.12 | POWER FREQUENCY WITHSTAND TEST ON VALVE BASE | 27550 | TEST
8 | HVT10-M1.12 | POWER FREQUENCY WITHSTAND TEST ON VALVE BASE | 55100 | TEST
8 | HVT5-I 3.13 | POWER FREQUENCY WITHSTAND TEST-DRY | 11500 | TEST
8 | HVT5-I 3.13 | POWER FREQUENCY WITHSTAND TEST-DRY | 13800 | TEST
8 | HVT6-J5.5 | POWER FREQUENCY WITHSTAND/WITHSTAND & FLASHOVER TEST (DRY) | 22950 | TEST
8 | HVT6-J5.5 | POWER FREQUENCY WITHSTAND/WITHSTAND & FLASHOVER TEST (DRY) | 27550 | TEST
8 | HVT6-J5.6 | POWER FRQUENCY WITHSTAND/WITHSTAND & FLASHOVER TEST (WET) | 25550 | TEST
8 | HVT6-J5.6 | POWER FRQUENCY WITHSTAND/WITHSTAND & FLASHOVER TEST (WET) | 30700 | TEST
8 | ICG-OT-9 | POWER LOSS MEASUREMENT(1 - 6 KV) | 11500 | TEST
8 | ICG-OT-19 | POWER LOSS MEASUREMENT(6-12 KV) | 11500 | TEST
8 | HVT8-L2-24 | PRE FAILING TEST | 50000 | TEST
8 | HVT8-L2-25 | PRE FAILING TEST | 69400 | TEST
8 | HVT8-L2-26 | PRE FAILING TEST | 89400 | TEST
8 | ICG 17 | PULSE MEASUREMENT ON FENCE ENERGIZER ETC. | 10000 | TEST
8 | 4/10 HIGH CURRENT IM | PULSE TEST ON SPDS AND OTHER ACCESSORIES UPTO 100 KA (1 SAMPLE, 1 IMPULSE) | 25000 | TEST
8 | HVT5-I 2.9 | R..I.V. TEST DRY | 13000 | TEST
8 | HVT5-I 2.9 | R..I.V. TEST DRY | 15600 | TEST
8 | HVT5-I 1.6 | R.I.V TEST DRY | 11500 | TEST
8 | HVT5-I 1.6 | R.I.V TEST DRY | 13800 | TEST
8 | HVT1-A1.12 | R.I.V. TEST ( WET) | 4300 | TEST
8 | HVT8-L2.13 | R.I.V. TEST (132 KV TO 420 KV) | 18800 | TEST
8 | HVT8-L2.13 | R.I.V. TEST (132 KV TO 420 KV) | 22600 | TEST
8 | HVT1-A2.11 | R.I.V. TEST (DRY) | 3450 | TEST
8 | HVT1-A3.11 | R.I.V. TEST (DRY) | 4900 | TEST
8 | HVT1-A4.15 | R.I.V. TEST (DRY) | 14100 | TEST
8 | HVT1-A5.17 | R.I.V. TEST (DRY) | 19050 | TEST
8 | HVT3-C1.7 | R.I.V. TEST (DRY) | 6500 | TEST
8 | HVT3-C4.12 | R.I.V. TEST (DRY) | 16300 | TEST
8 | HVT4-G1.9 | R.I.V. TEST (DRY) | 11750 | TEST
8 | HVT1-A2.11 | R.I.V. TEST (DRY) | 4500 | TEST
8 | HVT1-A3.11 | R.I.V. TEST (DRY) | 6400 | TEST
8 | HVT1-A4.15 | R.I.V. TEST (DRY) | 19750 | TEST
8 | HVT1-A5.17 | R.I.V. TEST (DRY) | 22900 | TEST
8 | HVT3-C1.7 | R.I.V. TEST (DRY) | 7800 | TEST
8 | HVT3-C4.12 | R.I.V. TEST (DRY) | 19600 | TEST
8 | HVT4-G1.9 | R.I.V. TEST (DRY) | 15300 | TEST
8 | HVT1-A3.12 | R.I.V. TEST (WET) | 5800 | TEST
8 | HVT1-A5.18 | R.I.V. TEST (WET) | 24100 | TEST
8 | HVT3-C4.13 | R.I.V. TEST (WET) | 17050 | TEST
8 | HVT4-G1.10 | R.I.V. TEST (WET) | 12850 | TEST
8 | HVT1-A3.12 | R.I.V. TEST (WET) | 7550 | TEST
8 | HVT1-A5.18 | R.I.V. TEST (WET) | 28950 | TEST
8 | HVT3-C4.13 | R.I.V. TEST (WET) | 20500 | TEST
8 | HVT4-G1.10 | R.I.V. TEST (WET) | 16750 | TEST
8 | HVT5-I 3.10 | R.I.V. TEST (WET) | 23850 | TEST
8 | HVT1-A1.11 | R.I.V. TEST DRY | 2650 | TEST
8 | HVT3-F1.6 | R.I.V. TEST DRY | 23900 | TEST
8 | HVT4-H1.8 | R.I.V. TEST DRY | 21850 | TEST
8 | HVT5-I 3.9 | R.I.V. TEST DRY | 18600 | TEST
8 | HVT6-J4.10 | R.I.V. TEST DRY | 13000 | TEST
8 | HVT6-J5.11 | R.I.V. TEST DRY | 14250 | TEST
8 | HVT7-K1.6 | R.I.V. TEST DRY | 11350 | TEST
8 | HVT7-K2.6 | R.I.V. TEST DRY | 22050 | TEST
8 | HVT7-K3.5 | R.I.V. TEST DRY | 24450 | TEST
8 | HVT7-K4.7 | R.I.V. TEST DRY | 28000 | TEST
8 | HVT8-L1.7 | R.I.V. TEST DRY | 5750 | TEST
8 | HVT8-L2.7 | R.I.V. TEST DRY | 11850 | TEST
8 | HVT1-A1.11 | R.I.V. TEST DRY | 3450 | TEST
8 | HVT3-F1.6 | R.I.V. TEST DRY | 28700 | TEST
8 | HVT4-H1.8 | R.I.V. TEST DRY | 32800 | TEST
8 | HVT5-I 3.9 | R.I.V. TEST DRY | 22350 | TEST
8 | HVT6-J4.10 | R.I.V. TEST DRY | 15600 | TEST
8 | HVT6-J5.11 | R.I.V. TEST DRY | 17100 | TEST
8 | HVT7-K1.6 | R.I.V. TEST DRY | 17050 | TEST
8 | HVT7-K2.6 | R.I.V. TEST DRY | 33100 | TEST
8 | HVT7-K3.5 | R.I.V. TEST DRY | 36700 | TEST
8 | HVT7-K4.7 | R.I.V. TEST DRY | 42000 | TEST
8 | HVT8-L1.7 | R.I.V. TEST DRY | 6900 | TEST
8 | HVT8-L2.7 | R.I.V. TEST DRY | 14250 | TEST
8 | HVT1-A1.12 | R.I.V. TEST WET | 3300 | TEST
8 | HVT1-A4.16 | R.I.V. TEST WET | 14450 | TEST
8 | HVT3-F1.7 | R.I.V. TEST WET | 25000 | TEST
8 | HVT4-F2.6 | R.I.V. TEST WET | 7750 | TEST
8 | HVT4-H1.9 | R.I.V. TEST WET | 23250 | TEST
8 | HVT5-I 1.7 | R.I.V. TEST WET | 12850 | TEST
8 | HVT5-I 2.10 | R.I.V. TEST WET | 14450 | TEST
8 | HVT5- I 3.10 | R.I.V. TEST WET | 19850 | TEST
8 | HVT6-J4.11 | R.I.V. TEST WET | 14450 | TEST
8 | HVT6-J5.12 | R.I.V. TEST WET | 15750 | TEST
8 | HVT7-K1.7 | R.I.V. TEST WET | 14200 | TEST
8 | HVT7-K2.7 | R.I.V. TEST WET | 23350 | TEST
8 | HVT7-K3.6 | R.I.V. TEST WET | 25400 | TEST
8 | HVT7-K4.8 | R.I.V. TEST WET | 29550 | TEST
8 | HVT8-L2.8 | R.I.V. TEST WET | 13200 | TEST
8 | HVT1-A4.16 | R.I.V. TEST WET | 20250 | TEST
8 | HVT3-F1.7 | R.I.V. TEST WET | 30000 | TEST
8 | HVT4-F2.6 | R.I.V. TEST WET | 10100 | TEST
8 | HVT4-H1.9 | R.I.V. TEST WET | 34900 | TEST
8 | HVT5-I 1.7 | R.I.V. TEST WET | 15450 | TEST
8 | HVT5-I 2.10 | R.I.V. TEST WET | 17350 | TEST
8 | HVT6-J4.11 | R.I.V. TEST WET | 17350 | TEST
8 | HVT6-J5.12 | R.I.V. TEST WET | 18900 | TEST
8 | HVT7-K1.7 | R.I.V. TEST WET | 21300 | TEST
8 | HVT7-K2.7 | R.I.V. TEST WET | 35050 | TEST
8 | HVT7-K3.6 | R.I.V. TEST WET | 38100 | TEST
8 | HVT7-K4.8 | R.I.V. TEST WET | 44350 | TEST
8 | HVT8-L2.8 | R.I.V. TEST WET | 15850 | TEST
8 | HVT1-A2.12 | R.I.V. TEST WET) | 3900 | TEST
8 | HVT1-A2.12 | R.I.V. TEST WET) | 5100 | TEST
8 | HVT4-F2.5 | R.I.V. TEST- DRY | 6500 | TEST
8 | HVT4-F2.5 | R.I.V. TEST- DRY | 8450 | TEST
8 | HVT3-E1.20 | R.I.V. TEST, DRY | 23250 | TEST
8 | HVT3-E1.11 | R.I.V. TEST, DRY | 27900 | TEST
8 | HVT3-E1.21 | R.I.V. TEST, WET | 24600 | TEST
8 | HVT3-E1.12 | R.I.V. TEST, WET | 29550 | TEST
8 | RADIA INTERFERENCE VOLTAGE TEST-HVT6J4-010 | RADIA INTERFERENCE VOLTAGE TEST-HVT6J4-010 | 325 | TEST
8 | RADIO INTERFERENCE VOLTAGE TEST -HVTIA5-017 | RADIO INTERFERENCE VOLTAGE TEST -HVTIA5-017 | 30284.05 | TEST
8 | HVT10-M1.13 | RADIO INTERFERENCE VOLTAGE TEST ON VALVE BASE | 48300 | TEST
8 | HVT10-M1.13 | RADIO INTERFERENCE VOLTAGE TEST ON VALVE BASE | 96600 | TEST
8 | HV T11 - N3.4 | RECORDING LEAKAGE CURRENT DURING POLLUTION TEST | 4700 | TEST
8 | RECOVERY OF HYDROPHOBICITY TEST BY HIGH FREQUENCY CORONA METHOD ON INSULATING MATERIALS | RECOVERY OF HYDROPHOBICITY TEST BY HIGH FREQUENCY CORONA METHOD ON INSULATING MATERIALS | 6300 | PER TEST
8 | HVT8-L1.13 | REFERENCE VOLTAGE TEST | 5750 | TEST
8 | ICG7 | REFERENCE VOLTAGE TEST (ANY CLASS) | 4450 | TEST
8 | ICG7 | REFERENCE VOLTAGE TEST (ANY CLASS) | 5350 | TEST
8 | ICG23 | REFERENCE VOLTAGE TEST (FOR ANY CLASS) | 2250 | TEST
8 | HVT8-L2.17 | REFERENCE VOLTAGE TEST / LEAKAGE CURRENT / POWER LOSS | 20000 | TEST
8 | ICG-OT-8 | REFERENCE VOLTAGE TEST(1 - 6 KV) | 11500 | TEST
8 | ICG-OT-18 | REFERENCE VOLTAGE TEST(6-12 KV) | 11500 | TEST
8 | HVT8-L1.13 | REFERENCE VOLTAGE TEST/LEAKAE CURRENT/POWER LOSS | 11500 | TEST
8 | HV/TRF/02 dt.6-8-10 | REFERENE VOLTAGE TEST(145 kV TO 400 kV) | 30000 | TEST
8 | ICG-NT-19 | REPETITIVE CHARGE TRANSFER WITHSTAND TEST 4 ms(1 kV to 6 kV) | 299000 | TEST
8 | ICG-NT-39 | REPETITIVE CHARGE TRANSFER WITHSTAND TEST 4 ms(6 kV to 12 kV) | 332700 | TEST
8 | ICG-NT-17 | REPETITIVE CHARGE TRNSFER WITHSTAND TEST 2 ms(1 kV to 6 kV) | 200000 | TEST
8 | ICG-NT-37 | REPETITIVE CHARGE TRNSFER WITHSTAND TEST 2 ms(6 kV to 12 kV) | 259300 | TEST
8 | HVT8-L1.6 | RESIDUAL VOLTAGE TEST | 40250 | TEST
8 | HVT8-L2.12 | RESIDUAL VOLTAGE TEST | 40350 | TEST
8 | HVT8-L1.6 | RESIDUAL VOLTAGE TEST | 48300 | TEST
8 | HVT8-L2.12 | RESIDUAL VOLTAGE TEST | 48450 | TEST
8 | HVT4-H1-24 | RESONANCE FREQ. MEASUREMENT BY SWEEP FREQ. RESPONSE ANALYZER | 26000 | TEST
8 | HVT8-L1.8 | RIV TEST WET | 7200 | TEST
8 | HVT8-L1.8 | RIV TEST WET | 8650 | TEST
8 | HVT1-A 6.2 | ROUTINE P.F.VOLTAGE WITHSTAND TEST(DRY) (POST SC TEST FOR CT/PT'S & ROUTINE TEST FOR INSULATORS) | 60000 | TEST
8 | HVT1-A 6.1 | ROUTINE P.F.VOLTAGE WITHSTAND TEST(WET) (POST SC TEST FOR CT/PT'S & ROUTINE TEST FOR INSULATORS) | 70000 | TEST
8 | HV/TRF/1 DT.21.10.08 | SALT FOG POLLUTION TEST ON 400 KV QUADRA POLE STRING INSULATOR | 105000 | TEST
8 | HVT12-O2.2i | SCALE FACTOR MEASUREMENT (IMPULSE/SWITCHING) UPTO 500 KV | 32300 | TEST
8 | HVT12-O2.2i | SCALE FACTOR MEASUREMENT (IMPULSE/SWITCHING) UPTO 500 KV | 64600 | TEST
8 | HVT12-O2.2ii | SCALE FACTOR MEASUREMENT (IMPULSE/SWITCHING).>500 KV | 40000 | TEST
8 | HVT12-O2.2ii | SCALE FACTOR MEASUREMENT (IMPULSE/SWITCHING).>500 KV | 80000 | TEST
8 | HV | SCALE FACTOR MEASUREMENT- 900 kV to 3000 kV | 100020 | TEST
8 | HV | SEAL LEAK/SEAL LEAKAGE TEST | 20000 | TEST
8 | HVT8-L1.12 | SEAL LEAKAGE TEST 1.1 kV TO 120 kV | 8100 | TEST
8 | HV T8 L1 12 | SEAL LEAKAGE TEST 1.1 KV TO 120 KV | 8100 | TEST
8 | HVT8-L1.12 | SEAL LEAKAGE TEST 1.1 kV TO 120 kV | 9750 | TEST
8 | HVT11-N3.7 | SF6 PUNCTURE TEST PER SAMPLE | 25850 | TEST
8 | HVT11-N3.7 | SF6 PUNCTURE TEST PER SAMPLE | 31050 | TEST
8 | HVT4-H1.22 | SHORT CIRCUIT WITHSTAND CAPABILITY TEST | 53050 | TEST
8 | ICG-NT-20 | SINGLE IMPULE WITHSTAND RATING TEST 4 ms(1 kV to 6 kV) | 299000 | TEST
8 | ICG-NT-40 | SINGLE IMPULE WITHSTAND RATING TEST 4 ms(6 kV to 12 kV) | 332700 | TEST
8 | ICG-NT-18 | SINGLE IMPULSE WITHSTAND RATING WITHSTAND TEST 2 ms(1 kV to 6 kV) | 200000 | TEST
8 | ICG-NT-38 | SINGLE IMPULSE WITHSTAND RATING WITHSTAND TEST 2 ms(6 kV to 12 kV) | 259300 | TEST
8 | PS-7 | SOIL RESISTIVITY MEASUREMENT(PER MEASUREMENT) | 14650 | TEST
8 | HVT3-C4.10 | SSWITCHING IMPULSE VOLTAGE WITHSTAND TEST 1-PHASE WET | 19750 | TEST
8 | HVT8-L1.1 | STANDARD LIGHTNING IMPULSE VOLTAGE SPARK OVER (BOTH POLARITIES) | 10700 | TEST
8 | HVT8-L1.1 | STANDARD LIGHTNING IMPULSE VOLTAGE SPARK OVER (BOTH POLARITIES) | 12850 | TEST
8 | HVT8-L2.1 | STANDARD LIGHTNING IMPULSE VOLTAGE SPARK OVER TEST BOTH POLARITIES | 17300 | TEST
8 | HVT8-L2.1 | STANDARD LIGHTNING IMPULSE VOLTAGE SPARK OVER TEST BOTH POLARITIES | 20800 | TEST
8 | HVT8-L2.1 | STANDARD LIGHTNING IMPULSE VOLTAGE SPARK OVER TEST BOTH POLARITIES | 20800 | TEST
8 | HVT8-L2.4 | STANDARD LIGHTNING IMPULSE VOLTAGE SPARK OVER TEST-VOLTAGE/TEST | 29700 | TEST
8 | HVT8-L2.4 | STANDARD LIGHTNING IMPULSE VOLTAGE SPARK OVER TEST-VOLTAGE/TEST | 35650 | TEST
8 | ICG17 a (ii) | STEEP CURRENT IMPULSE RESIDUAL VOLTAGE TEST-> 5 KA < 10 KA | 6100 | TEST
8 | ICG-1 aii | STEEP CURRENT IMPULSE RESIDUAL VOLTAGE TEST->5KA < 10 KA | 11900 | TEST
8 | ICG-1 aii | STEEP CURRENT IMPULSE RESIDUAL VOLTAGE TEST->5KA < 10 KA | 14300 | TEST
8 | ICG-1ai | STEEP CURRENT IMPULSE RESIDUAL VOLTAGE TEST-UP TO 5 KA | 8000 | TEST
8 | ICG-1ai | STEEP CURRENT IMPULSE RESIDUAL VOLTAGE TEST-UP TO 5 KA | 9600 | TEST
8 | ICG1aiii | STEEP CURRENT IMPULSE RESIDUAL VOLTAGE TEST>10 KA < 20 KA | 14850 | TEST
8 | ICG1aiii | STEEP CURRENT IMPULSE RESIDUAL VOLTAGE TEST>10 KA < 20 KA | 17850 | TEST
8 | ICG17a (i) | STEEP CURRENT IMPULSE4 RESIDUAL VOLTAGE TEST-UPTO 5 KA | 4200 | TEST
8 | HVT1-A1.7b | STEEP FRON T IMPULSE VOLTAGE FLASH OVER TEST (DURATION BETWEEN SHOTS UP TO ONE MINUTE) | 12850 | TEST
8 | HVT1-A1.7b | STEEP FRON T IMPULSE VOLTAGE FLASH OVER TEST (DURATION BETWEEN SHOTS UP TO ONE MINUTE) | 19300 | TEST
8 | HVT1-A1.8b | STEEP FRONT IMPULSE TEST WITH 2-5 MINUTES INTERVAL BETWEEN SHOTS | 15350 | TEST
8 | HVT1-A2.8b | STEEP FRONT IMPULSE TEST WITH 2-5 MINUTES INTERVAL BETWEEN SHOTS | 17850 | TEST
8 | HVT1-A3.8b | STEEP FRONT IMPULSE TEST WITH 2-5 MINUTES INTERVAL BETWEEN SHOTS | 20450 | TEST
8 | HVT1-A1.8b | STEEP FRONT IMPULSE TEST WITH 2-5 MINUTES INTERVAL BETWEEN SHOTS | 23050 | TEST
8 | HVT1-A2.8b | STEEP FRONT IMPULSE TEST WITH 2-5 MINUTES INTERVAL BETWEEN SHOTS | 26800 | TEST
8 | HVT1-A3.8b | STEEP FRONT IMPULSE TEST WITH 2-5 MINUTES INTERVAL BETWEEN SHOTS | 30700 | TEST
8 | HVT1-A3.7b | STEEP FRONT IMPULSE VOLTAGE FLASH OVER TEST (DURATION BETWEEN SHOTS UP TO 1 MIN.) | 19200 | TEST
8 | HVT1-A3.7b | STEEP FRONT IMPULSE VOLTAGE FLASH OVER TEST (DURATION BETWEEN SHOTS UP TO 1 MIN.) | 28800 | TEST
8 | HVT1-A1.7a | STEEP FRONT IMPULSE VOLTAGE FLASH OVER TEST FOR POLYMERIC INSULATORS | 17350 | TEST
8 | HVT1-A3.7a | STEEP FRONT IMPULSE VOLTAGE FLASH OVER TEST FOR POLYMERIC INSULATORS | 22000 | TEST
8 | HVT1-A1.7a | STEEP FRONT IMPULSE VOLTAGE FLASH OVER TEST FOR POLYMERIC INSULATORS | 26050 | TEST
8 | HVT1-A3.7a | STEEP FRONT IMPULSE VOLTAGE FLASH OVER TEST FOR POLYMERIC INSULATORS | 33000 | TEST
8 | HVT1-A2.7b | STEEP FRONT IMPULSE VOLTAGE FLASHOVER TEST (DURATION BETWEEN SHOTS UPTO 1 MIN) | 15350 | TEST
8 | HVT1-A2.7b | STEEP FRONT IMPULSE VOLTAGE FLASHOVER TEST (DURATION BETWEEN SHOTS UPTO 1 MIN) | 23050 | TEST
8 | HVT1-A1.8a | STEEP FRONT IMPULSE VOLTAGE FLASHOVER TEST FOR POLYMERIC INSULATORS | 19650 | TEST
8 | HVT1-A2.7a | STEEP FRONT IMPULSE VOLTAGE FLASHOVER TEST FOR POLYMERIC INSULATORS | 19650 | TEST
8 | HVT1-A2.8a | STEEP FRONT IMPULSE VOLTAGE FLASHOVER TEST FOR POLYMERIC INSULATORS | 21950 | TEST
8 | HVT1-A3.8a | STEEP FRONT IMPULSE VOLTAGE FLASHOVER TEST FOR POLYMERIC INSULATORS | 24300 | TEST
8 | HVT1-A1.8a | STEEP FRONT IMPULSE VOLTAGE FLASHOVER TEST FOR POLYMERIC INSULATORS | 29500 | TEST
8 | HVT1-A2.7a | STEEP FRONT IMPULSE VOLTAGE FLASHOVER TEST FOR POLYMERIC INSULATORS | 29500 | TEST
8 | HVT1-A2.8a | STEEP FRONT IMPULSE VOLTAGE FLASHOVER TEST FOR POLYMERIC INSULATORS | 32950 | TEST
8 | HVT1-A3.8a | STEEP FRONT IMPULSE VOLTAGE FLASHOVER TEST FOR POLYMERIC INSULATORS | 36450 | TEST
8 | HV/TRF/03/1-1-15 | STEEP FRONT IMPULSE VOLTAGE WITHSTAND TEST FOR 3 PHASE(CHOPPED) | 145980 | TEST
8 | ICG-NT-09 | STEEP IMPULSE RESIDUAL VOLTAGE TEST(0.5/ | 68100 | TEST
8 | ICG-NT-29 | STEEP IMPULSE RESIDUAL VOLTAGE TEST(0.5/ | 98900 | TEST
8 | ICG-NT-27 | STEEP IMPULSE RESIDUAL VOLTAGE TEST(1/ | 98900 | TEST
8 | ICG-NT-07 | STEEP IMPULSE RESIDUAL VOLTAGE TEST(1/20us)(1 Kv to 60Kv) | 68100 | TEST
8 | HV | SUDDEN LOAD RELEASE TEST - 1kV to 400 kV | 20100 | TEST
8 | HV/TRF/01/11-7-16 | SURGE WITHSTAND TEST - 1kV UPTO 50kV | 102400 | TEST
8 | ICG 17ci | SWITCHIN G IMPULSE RESIDUAL VOLTAGE TEST UP TO 10 KA | 5500 | TEST
8 | HVT10-M1.6a | SWITCHING IMP. VOLT. TEST WITH & WITHOUT AC & CURRENT PUMPING ON VALVE TERMINAL-SWITCHING COMPONENT | 64350 | TEST
8 | HVT10-M1.6a | SWITCHING IMP. VOLT. TEST WITH & WITHOUT AC & CURRENT PUMPING ON VALVE TERMINAL-SWITCHING COMPONENT | 128700 | TEST
8 | HVT10-M1.6b | SWITCHING IMP. VOLTAGE TEST WITH & WITHOUT AC & CURRENT PUMPING ON VALVE TERMINAL-AC COMPONENT | 72750 | TEST
8 | HVT10-M1.6b | SWITCHING IMP. VOLTAGE TEST WITH & WITHOUT AC & CURRENT PUMPING ON VALVE TERMINAL-AC COMPONENT | 145500 | TEST
8 | ICG-NT-01 | SWITCHING IMP.RESIDUAL VOLTAGE TEST(ONE CURRENT)1 kV to 6 kV | 38500 | TEST
8 | ICG-NT-21 | SWITCHING IMP.RESIDUAL VOLTAGE TEST(ONE CURRENT)6 kV to 12 kV | 63400 | TEST
8 | ICG-NT-03 | SWITCHING IMP.RESIDUAL VOLTAGE TEST(TWO CURRENTS)1 kV to 6 kV | 48400 | TEST
8 | ICG-NT-23 | SWITCHING IMP.RESIDUAL VOLTAGE TEST(TWO CURRENTS)6 kV to 12 kV | 75900 | TEST
8 | HVT-A5.10 | SWITCHING IMPULSE VOLTAGE WITHSTAND TEST WET. MAX. | 26850 | TEST
8 | HVT5- I 3.6 | SWITCHING IMPULSE OLTAGE WITHSTAND TEST (3 PHASE) DRY | 64000 | TEST
8 | ICG 1cii | SWITCHING IMPULSE RESIDUAL VOLTAGE TEST >10 KA < 20 KA | 15500 | TEST
8 | ICG 1cii | SWITCHING IMPULSE RESIDUAL VOLTAGE TEST >10 KA < 20 KA | 18600 | TEST
8 | ICG 1ciii | SWITCHING IMPULSE RESIDUAL VOLTAGE TEST >20 KA < 40 KA | 20150 | TEST
8 | ICG 1ciii | SWITCHING IMPULSE RESIDUAL VOLTAGE TEST >20 KA < 40 KA | 24200 | TEST
8 | ICG 1ci | SWITCHING IMPULSE RESIDUAL VOLTAGE TEST UP TO 10 KA | 10400 | TEST
8 | ICG 1ci | SWITCHING IMPULSE RESIDUAL VOLTAGE TEST UP TO 10 KA | 12500 | TEST
8 | HV/TRF/03 (2) | SWITCHING IMPULSE RESIDUAL VOLTAGE WITHSTAND TEST ON LIGHTNING ARRESTERS OF RATINGS 74 KV TO 132 KV | 49650 | TEST
8 | HVT1-A5.8 | SWITCHING IMPULSE VOLTAGE FLASH OVER TEST DRY | 24250 | TEST
8 | HVT1-A5.8 | SWITCHING IMPULSE VOLTAGE FLASH OVER TEST DRY | 29100 | TEST
8 | HVT1-A4.8 | SWITCHING IMPULSE VOLTAGE FLASHOVER TEST DRY | 16500 | TEST
8 | HVT1-A4.8 | SWITCHING IMPULSE VOLTAGE FLASHOVER TEST DRY | 23100 | TEST
8 | HVT8-L2.5 | SWITCHING IMPULSE VOLTAGE SPARK OVER TEST-VOLTAGE/TIME CURVE | 31150 | TEST
8 | HVT8-L2.5 | SWITCHING IMPULSE VOLTAGE SPARK OVER TEST-VOLTAGE/TIME CURVE | 37400 | TEST
8 | HVT10-M1.5a | SWITCHING IMPULSE VOLTAGE TEST WITH AC SUPER IMPOSITION ON VALVE TERMINAL - SWITCHING COMPONENT | 56600 | TEST
8 | HVT10-M1.5a | SWITCHING IMPULSE VOLTAGE TEST WITH AC SUPER IMPOSITION ON VALVE TERMINAL - SWITCHING COMPONENT | 113200 | TEST
8 | HVT10-M1.5b | SWITCHING IMPULSE VOLTAGE TEST WITH AC SUPER IMPOSITION ON VALVE TERMINAL-AC COMPONENT | 68900 | TEST
8 | HVT10-M1.5b | SWITCHING IMPULSE VOLTAGE TEST WITH AC SUPER IMPOSITION ON VALVE TERMINAL-AC COMPONENT | 137800 | TEST
8 | HVT10-M1.5b | SWITCHING IMPULSE VOLTAGE TEST WITH AC SUPER IMPOSITION ON VALVE TERMINAL-AC COMPONENT | 137800 | TEST
8 | HVT8-L3.2 | SWITCHING IMPULSE VOLTAGE WIOTHSTAND TEST DRY | 25750 | TEST
8 | HVT8-L3.2 | SWITCHING IMPULSE VOLTAGE WIOTHSTAND TEST DRY | 38650 | TEST
8 | HVT10-M1.4 | SWITCHING IMPULSE VOLTAGE WITHSTAND INCLUDING DISTRIBUTION TEST ON VALVE TERMINAL | 80350 | TEST
8 | HVT10-M1.4 | SWITCHING IMPULSE VOLTAGE WITHSTAND INCLUDING DISTRIBUTION TEST ON VALVE TERMINAL | 160700 | TEST
8 | HVT5-I 3.5 | SWITCHING IMPULSE VOLTAGE WITHSTAND TEST (1 PHASE) DRY | 58600 | TEST
8 | HVT5-I 3.7 | SWITCHING IMPULSE VOLTAGE WITHSTAND TEST (1 PHASE) WET | 69100 | TEST
8 | HVT5-I 3.6 | SWITCHING IMPULSE VOLTAGE WITHSTAND TEST (3 PHASE) DRY | 76800 | TEST
8 | HVT5- I 3.7 | SWITCHING IMPULSE VOLTAGE WITHSTAND TEST ( 1 PHASE) WET | 57550 | TEST
8 | HVT1-A5.9 | SWITCHING IMPULSE VOLTAGE WITHSTAND TEST ( WET ) | 25550 | TEST
8 | HVT1-A5.9 | SWITCHING IMPULSE VOLTAGE WITHSTAND TEST ( WET ) | 30700 | TEST
8 | HVT1-A5.10 | SWITCHING IMPULSE VOLTAGE WITHSTAND TEST ( WET ) MAX | 32250 | TEST
8 | HVT5 I 2.5 | SWITCHING IMPULSE VOLTAGE WITHSTAND TEST (1 PHASE) DRY | 44900 | TEST
8 | HVT5 I 2.5 | SWITCHING IMPULSE VOLTAGE WITHSTAND TEST (1 PHASE) DRY | 53900 | TEST
8 | HVT5 I.2.6 | SWITCHING IMPULSE VOLTAGE WITHSTAND TEST (3 PHASE) DRY | 57750 | TEST
8 | HVT5 I.2.6 | SWITCHING IMPULSE VOLTAGE WITHSTAND TEST (3 PHASE) DRY | 69300 | TEST
8 | HVT5-I 2.8 | SWITCHING IMPULSE VOLTAGE WITHSTAND TEST (3 PHASE) WET | 63750 | TEST
8 | HVT5-I 3.8 | SWITCHING IMPULSE VOLTAGE WITHSTAND TEST (3 PHASE) WET | 70700 | TEST
8 | HVT5-I 2.8 | SWITCHING IMPULSE VOLTAGE WITHSTAND TEST (3 PHASE) WET | 76500 | TEST
8 | HVT5-I 3.8 | SWITCHING IMPULSE VOLTAGE WITHSTAND TEST (3 PHASE) WET | 84850 | TEST
8 | HVT4-G1.5 | SWITCHING IMPULSE VOLTAGE WITHSTAND TEST (BOTH POLARITIES) DRY | 21600 | TEST
8 | HVT4-G1.5 | SWITCHING IMPULSE VOLTAGE WITHSTAND TEST (BOTH POLARITIES) DRY | 28100 | TEST
8 | HVT4-G1.6 | SWITCHING IMPULSE VOLTAGE WITHSTAND TEST (BOTH POLARITIES) WET | 24250 | TEST
8 | HVT4-G1.6 | SWITCHING IMPULSE VOLTAGE WITHSTAND TEST (BOTH POLARITIES) WET | 31550 | TEST
8 | UHB-7 | SWITCHING IMPULSE VOLTAGE WITHSTAND TEST (WET) (BOTH POLARITIES PER TEST) | 102650 | TEST
8 | HVT3-C4.8 | SWITCHING IMPULSE VOLTAGE WITHSTAND TEST 1 PHASE DRY | 18350 | TEST
8 | HVT3-C4.8 | SWITCHING IMPULSE VOLTAGE WITHSTAND TEST 1 PHASE DRY | 22050 | TEST
8 | HVT5-I 2.7 | SWITCHING IMPULSE VOLTAGE WITHSTAND TEST 1 PHASE) WET | 51300 | TEST
8 | HVT5-I 2.7 | SWITCHING IMPULSE VOLTAGE WITHSTAND TEST 1 PHASE) WET | 61600 | TEST
8 | HVT3-C4.10 | SWITCHING IMPULSE VOLTAGE WITHSTAND TEST 1-PHASE WET | 23700 | TEST
8 | HVT3-C4.9 | SWITCHING IMPULSE VOLTAGE WITHSTAND TEST 3-PHASE DRY | 22850 | TEST
8 | HVT3-C4.9 | SWITCHING IMPULSE VOLTAGE WITHSTAND TEST 3-PHASE DRY | 27450 | TEST
8 | HVT3-C4.11 | SWITCHING IMPULSE VOLTAGE WITHSTAND TEST 3-PHASE WET | 23900 | TEST
8 | HVT3-C4.11 | SWITCHING IMPULSE VOLTAGE WITHSTAND TEST 3-PHASE WET | 28700 | TEST
8 | HVT1-A4.6 | SWITCHING IMPULSE VOLTAGE WITHSTAND TEST DRY | 11500 | TEST
8 | HVT1-A5.6 | SWITCHING IMPULSE VOLTAGE WITHSTAND TEST DRY | 22950 | TEST
8 | HVT3-F1.2 | SWITCHING IMPULSE VOLTAGE WITHSTAND TEST DRY | 25600 | TEST
8 | HVT6-J5.3 | SWITCHING IMPULSE VOLTAGE WITHSTAND TEST DRY | 25550 | TEST
8 | HVT1-A4.6 | SWITCHING IMPULSE VOLTAGE WITHSTAND TEST DRY | 16100 | TEST
8 | HVT1-A5.6 | SWITCHING IMPULSE VOLTAGE WITHSTAND TEST DRY | 27550 | TEST
8 | HVT3-F1.2 | SWITCHING IMPULSE VOLTAGE WITHSTAND TEST DRY | 30750 | TEST
8 | HVT6-J5.3 | SWITCHING IMPULSE VOLTAGE WITHSTAND TEST DRY | 30700 | TEST
8 | HVT4-H1.3 | SWITCHING IMPULSE VOLTAGE WITHSTAND TEST DRY (BOTH POLARITIES) | 25950 | TEST
8 | HVT6-J4.3 | SWITCHING IMPULSE VOLTAGE WITHSTAND TEST DRY (BOTH POLARITIES) | 19950 | TEST
8 | HVT4-H1.3 | SWITCHING IMPULSE VOLTAGE WITHSTAND TEST DRY (BOTH POLARITIES) | 38950 | TEST
8 | HVT6-J4.3 | SWITCHING IMPULSE VOLTAGE WITHSTAND TEST DRY (BOTH POLARITIES) | 23950 | TEST
8 | HVT1-A4.7 | SWITCHING IMPULSE VOLTAGE WITHSTAND TEST DRY. MAX. | 13750 | TEST
8 | HVT1-A5.7 | SWITCHING IMPULSE VOLTAGE WITHSTAND TEST DRY. MAX. | 24250 | TEST
8 | HVT1-A4.7 | SWITCHING IMPULSE VOLTAGE WITHSTAND TEST DRY. MAX. | 19250 | TEST
8 | HVT1-A5.7 | SWITCHING IMPULSE VOLTAGE WITHSTAND TEST DRY. MAX. | 29100 | TEST
8 | HVT3-E1.7a | SWITCHING IMPULSE VOLTAGE WITHSTAND TEST FOR 1 PHASE WET-SYMMETRICAL ARRANGEMENT | 26550 | TEST
8 | HVT3-E1.7a | SWITCHING IMPULSE VOLTAGE WITHSTAND TEST FOR 1 PHASE WET-SYMMETRICAL ARRANGEMENT | 31900 | TEST
8 | HVT3-E1.5b | SWITCHING IMPULSE VOLTAGE WITHSTAND TEST FOR 1-PHASE DRY-NON SYMMETRICAL ARRANGEMENT | 27700 | TEST
8 | HVT3-E1.5b | SWITCHING IMPULSE VOLTAGE WITHSTAND TEST FOR 1-PHASE DRY-NON SYMMETRICAL ARRANGEMENT | 33250 | TEST
8 | HVT3-E1.5a | SWITCHING IMPULSE VOLTAGE WITHSTAND TEST FOR 1-PHASE DRY-SYMMETRICAL ARRANGEMENT | 24600 | TEST
8 | HVT3-E1.5a | SWITCHING IMPULSE VOLTAGE WITHSTAND TEST FOR 1-PHASE DRY-SYMMETRICAL ARRANGEMENT | 29550 | TEST
8 | HVT3-E1.7b | SWITCHING IMPULSE VOLTAGE WITHSTAND TEST FOR 1-PHASE. WET-NON SYMMETRICAL ARRANGEMENT. | 29350 | TEST
8 | HVT3-E1.7b | SWITCHING IMPULSE VOLTAGE WITHSTAND TEST FOR 1-PHASE. WET-NON SYMMETRICAL ARRANGEMENT. | 35250 | TEST
8 | HVT3-E1.6b | SWITCHING IMPULSE VOLTAGE WITHSTAND TEST FOR 3 PHASE .DRY-NON SYMMETRICAL ARRANGEMENT | 33750 | TEST
8 | HVT3-E1.6b | SWITCHING IMPULSE VOLTAGE WITHSTAND TEST FOR 3 PHASE .DRY-NON SYMMETRICAL ARRANGEMENT | 40500 | TEST
8 | HVT3-E1.8b | SWITCHING IMPULSE VOLTAGE WITHSTAND TEST FOR 3 PHASE WET-NON SYMMETRICAL ARRANGEMENT | 36350 | TEST
8 | HVT3-E1.8b | SWITCHING IMPULSE VOLTAGE WITHSTAND TEST FOR 3 PHASE WET-NON SYMMETRICAL ARRANGEMENT | 43650 | TEST
8 | HVT3-E1.8a | SWITCHING IMPULSE VOLTAGE WITHSTAND TEST FOR 3 PHASE WET-SYMMETRICAL ARRANGEMENT | 32950 | TEST
8 | HVT3-E1.8a | SWITCHING IMPULSE VOLTAGE WITHSTAND TEST FOR 3 PHASE WET-SYMMETRICAL ARRANGEMENT | 39550 | TEST
8 | HVT3-E1.6a | SWITCHING IMPULSE VOLTAGE WITHSTAND TEST FOR 3-PHASE DRY-SYMMETRICAL ARRANGEMENT | 31050 | TEST
8 | HVT3-E1.6a | SWITCHING IMPULSE VOLTAGE WITHSTAND TEST FOR 3-PHASE DRY-SYMMETRICAL ARRANGEMENT | 37300 | TEST
8 | HVT10-M1.3 | SWITCHING IMPULSE VOLTAGE WITHSTAND TEST ON VALVE TERMINAL | 52050 | TEST
8 | HVT10-M1.3 | SWITCHING IMPULSE VOLTAGE WITHSTAND TEST ON VALVE TERMINAL | 104100 | TEST
8 | HVT1-A4.9 | SWITCHING IMPULSE VOLTAGE WITHSTAND TEST WET | 13850 | TEST
8 | HVT3-F1.3 | SWITCHING IMPULSE VOLTAGE WITHSTAND TEST WET | 27700 | TEST
8 | HVT6-J5.4 | SWITCHING IMPULSE VOLTAGE WITHSTAND TEST WET | 27000 | TEST
8 | HVT8-L3.3 | SWITCHING IMPULSE VOLTAGE WITHSTAND TEST WET | 26850 | TEST
8 | HVT1-A4.9 | SWITCHING IMPULSE VOLTAGE WITHSTAND TEST WET | 19400 | TEST
8 | HVT3-F1.3 | SWITCHING IMPULSE VOLTAGE WITHSTAND TEST WET | 33250 | TEST
8 | HVT6-J5.4 | SWITCHING IMPULSE VOLTAGE WITHSTAND TEST WET | 32400 | TEST
8 | HVT8-L3.3 | SWITCHING IMPULSE VOLTAGE WITHSTAND TEST WET | 40300 | TEST
8 | HVT4-H1.4 | SWITCHING IMPULSE VOLTAGE WITHSTAND TEST WET (BOTH POLARITIES) | 31050 | TEST
8 | HVT4-H1.4 | SWITCHING IMPULSE VOLTAGE WITHSTAND TEST WET (BOTH POLARITIES) | 46600 | TEST
8 | SWITCHING IMPULSE VOLTAGE WITHSTAND TEST WET HVTIA5-009 | SWITCHING IMPULSE VOLTAGE WITHSTAND TEST WET HVTIA5-009 | 40598.95 | TEST
8 | HVT1-A4.10 | SWITCHING IMPULSE VOLTAGE WITHSTAND TEST WET. MAX. | 15250 | TEST
8 | HVT1-A4.10 | SWITCHING IMPULSE VOLTAGE WITHSTAND TEST WET. MAX. | 21350 | TEST
8 | HVT6-J4.4 | SWITCHING IMPULSE VOLTAGE WITHSTAND TEST WET(BOTH POLARITIES) | 22050 | TEST
8 | HVT6-J4.4 | SWITCHING IMPULSE VOLTAGE WITHSTAND TEST WET(BOTH POLARITIES) | 26500 | TEST
8 | HV/TRF/02 dt.6-8-10 | SWITCHING INPULSE RESIDUAL VOLTAGE WITHSTAND TEST(145 kV TO 400 kV) | 90000 | TEST
8 | ICG-NT-15 | SWITCHING SURGE ENERGY RATING TEST(1 kV to 6 kV) | 81400 | TEST
8 | ICG-NT-35 | SWITCHING SURGE ENERGY RATING TEST(6 kV to 12 kV) | 115800 | TEST
8 | ICG-3 ii | SWITCHING SURGE OPERATING DUTY TEST | 56300 | TEST
8 | ICG 19 (ii) | SWITCHING SURGE OPERATING DUTY TEST | 28200 | TEST
8 | ICG-3 ii | SWITCHING SURGE OPERATING DUTY TEST | 67600 | TEST
8 | HVT5- I 3.5 | SWITCNING IMPULSE VOLTAGE WITHSTAND TEST (1 PHASE) DRY | 48800 | TEST
8 | HVT4-G1.16 | TAN DELTA TEST FOR CC LAB, VOLTAGE APPLICATION | 19050 | TEST
8 | HVT4-H1.13 | TAN DELTA TEST FOR CC LAB, VOLTAGE APPLICATION | 27400 | TEST
8 | HVT6-J4.8 | TAN DELTA TEST FOR CC LAB, VOLTAGE APPLICATION | 14600 | TEST
8 | HVT6-J5.9 | TAN DELTA TEST FOR CC LAB, VOLTAGE APPLICATION | 27100 | TEST
8 | HVT4-G1.16 | TAN DELTA TEST FOR CC LAB, VOLTAGE APPLICATION | 24800 | TEST
8 | HVT4-H1.13 | TAN DELTA TEST FOR CC LAB, VOLTAGE APPLICATION | 41100 | TEST
8 | HVT6-J4.8 | TAN DELTA TEST FOR CC LAB, VOLTAGE APPLICATION | 17550 | TEST
8 | HVT6-J5.9 | TAN DELTA TEST FOR CC LAB, VOLTAGE APPLICATION | 32550 | TEST
8 | HVT7-K1-10 | TAP CHANGER OPERATION OF TRANSFORMERS- 1kV to 400 kV | 1000 | TEST
8 | HVT1-A1.15 | TEMPERATURE CYCLE TEST | 3300 | TEST
8 | HVT1-A2.15 | TEMPERATURE CYCLE TEST | 3650 | TEST
8 | HVT1-A3.15 | TEMPERATURE CYCLE TEST | 3900 | TEST
8 | HVT1-A4.21 | TEMPERATURE CYCLE TEST | 4750 | TEST
8 | HVT1-A1.15 | TEMPERATURE CYCLE TEST | 4300 | TEST
8 | HVT1-A1.15 | TEMPERATURE CYCLE TEST | 4300 | TEST
8 | HVT1-A2.15 | TEMPERATURE CYCLE TEST | 4750 | TEST
8 | HVT1-A3.15 | TEMPERATURE CYCLE TEST | 5100 | TEST
8 | HVT1-A4.21 | TEMPERATURE CYCLE TEST | 6650 | TEST
8 | HV/TRF/01/11-7-16 | TEMPERATURE CYCLE TEST-ABOVE 145 kV UPTO 400 kV | 35550 | TEST
8 | MEVB-12 | TENSILE & COMPRESSIVE TEST ON QUAD | 32250 | TEST
8 | HV/6/2011 dt.1-8-11 | TENSILE STRENGTH AND ELONGATION AT LOW TEMP. | 9250 | TEST
8 | HVT3-C4.18 | TEST ARRANGEMENT/VOLTAGE POSITION FOR P D/TAN DELTA MEASUREMENT | 22050 | TEST
8 | HVT3-C4.18 | TEST ARRANGEMENT/VOLTAGE POSITION FOR P D/TAN DELTA MEASUREMENT | 26500 | TEST
8 | TEST BAY OCCUPANCY CHARGES | TEST BAY OCCUPANCY CHARGES | 150000 | PER DAY
8 | HV | THERMAL MECHANICAL TEST- 1kV to 400 kV | 80300 | TEST
8 | HVT12-O1.10 | THERMAL RUNAWAY TEST UNDER AC/DC VOLTAGES | 105000 | TEST
8 | HVT12-O1.10 | THERMAL RUNAWAY TEST UNDER AC/DC VOLTAGES | 126000 | TEST
8 | ICG 4ii | THERMAL STABILITY TEST CLASS 2 & ABOVE | 33500 | TEST
8 | ICG 4ii | THERMAL STABILITY TEST CLASS 2 & ABOVE | 40200 | TEST
8 | ICG 4i | THERMAL STABILITY TEST UPTO CLASS I | 26850 | TEST
8 | ICG 4i | THERMAL STABILITY TEST UPTO CLASS I | 32250 | TEST
8 | HV/TRF/01/11-7-16 | THERMO MECH. TEST FOR 48 HRS-1 KV TO 400 kV | 40200 | TEST
8 | ICG-NT-13 | TOV TEST STATION CLASS(1 kV to 6 kV) | 186300 | TEST
8 | ICG-NT-33 | TOV TEST STATION CLASS(6 kV to 12 kV) | 238700 | TEST
8 | ICG-NT-12 | TOV TEST ONLY WITH PRIOR DUTY STATION CLASS(1 kV to 6 kV) | 143000 | TEST
8 | ICG-NT-32 | TOV TEST ONLY WITH PRIOR DUTY STATION CLASS(6 kV to 12 kV) | 196800 | TEST
8 | ICG-NT-11 | TOV OR HIGH CURRENT SHORT DURATION TEST DIST.CLASS(1 kV to 6 kV) | 132200 | TEST
8 | ICG-NT-31 | TOV OR HIGH CURRENT SHORT DURATION TEST DIST.CLASS(6 kV to 12 kV) | 194000 | TEST
8 | ICG-NT-10 | TOV OR HIGH CURRENT SHORT DURATION TEST ONLY WITH PRIOR DUTY DIST.CLASS(1 kV to 6 kV) | 102100 | TEST
8 | ICG-NT-30 | TOV OR HIGH CURRENT SHORT DURATION TEST ONLY WITH PRIOR DUTY DIST.CLASS(6 kV to 12 kV) | 164000 | TEST
8 | ICG14 (ii) | TOV TESTS - OTHERS | 48200 | TEST
8 | ICG14 (ii) | TOV TESTS - OTHERS | 173550 | TEST
8 | ICG 14 (i) | TOV TESTS-DISTRIBUTION CLASS | 29700 | TEST
8 | ICG 15 (i) | TOV TESTS-DISTRIBUTION CLASS | 106950 | TEST
8 | HVT4-H1.21 | TRANSIENT RESPONSE TEST 132 KV TO 420 KV | 40250 | TEST
8 | HVT4-H1.21 | TRANSIENT RESPONSE TEST 132 KV TO 420 KV | 60400 | TEST
8 | HVT6-J5-16 | TRANSMITTED OVER VOLTAGE MEASUREMENT PER TEST | 30000 | TEST
8 | HVT1-A1.17 | UNDER OIL LIGHTNING IMPULSE PUNCTURE WITHSTAND/PUNCTURE TEST | 4450 | TEST
8 | HVT1-A2.17 | UNDER OIL LIGHTNING IMPULSE PUNCTURE WITHSTAND/PUNCTURE TEST | 5750 | TEST
8 | HVT1-A3.17 | UNDER OIL LIGHTNING IMPULSE PUNCTURE WITHSTAND/PUNCTURE TEST | 6400 | TEST
8 | HVT1-A1.17 | UNDER OIL LIGHTNING IMPULSE PUNCTURE WITHSTAND/PUNCTURE TEST | 5800 | TEST
8 | HVT1-A2.17 | UNDER OIL LIGHTNING IMPULSE PUNCTURE WITHSTAND/PUNCTURE TEST | 7500 | TEST
8 | HVT1-A3.17 | UNDER OIL LIGHTNING IMPULSE PUNCTURE WITHSTAND/PUNCTURE TEST | 8350 | TEST
8 | HVT12-O2.3 | UNIT STEP RESPONSE MEASUREMENT-ANY CLASS | 16950 | TEST
8 | HVT12-O2.3 | UNIT STEP RESPONSE MEASUREMENT-ANY CLASS | 33900 | TEST
8 | HVT1-A5.19 | VERIFICATION OF DIMENSION | 950 | TEST
8 | HVT1-A5.19 | VERIFICATION OF DIMENSION | 1150 | TEST
8 | HVT1-A5.19 (R) | VERIFICATION OF DIMENSION | 1350 | TEST
8 | HVTT1-A1.24 | VERIFICATION OF DIMENSIONS | 600 | TEST
8 | HVT1-A2.24 | VERIFICATION OF DIMENSIONS | 750 | TEST
8 | HVT1-A3.24 | VERIFICATION OF DIMENSIONS | 800 | TEST
8 | HVT1-A4.17 | VERIFICATION OF DIMENSIONS | 950 | TEST
8 | HVTT1-A1.24 | VERIFICATION OF DIMENSIONS | 800 | TEST
8 | HVT1-A2.24 | VERIFICATION OF DIMENSIONS | 1000 | TEST
8 | HVT1-A3.24 | VERIFICATION OF DIMENSIONS | 1050 | TEST
8 | HVT1-A4.17 | VERIFICATION OF DIMENSIONS | 1350 | TEST
8 | HVT1-A4.17 (R) | VERIFICATION OF DIMENSIONS | 1150 | TEST
8 | HVT1-A2.9 | VISIBLE DISCHARGE TEST (DRY) | 3300 | TEST
8 | HVT1-A3.9 | VISIBLE DISCHARGE TEST (DRY) | 3850 | TEST
8 | HVT1-A4.13 | VISIBLE DISCHARGE TEST (DRY) | 11400 | TEST
8 | HVT1-A3.9 | VISIBLE DISCHARGE TEST (DRY) | 5050 | TEST
8 | HVT1-A4.13 | VISIBLE DISCHARGE TEST (DRY) | 16000 | TEST
8 | HVT1-A5.15 | VISIBLE DISCHARGE TEST (DRY) INCLUDING CORONA INCEPTION/EXTINCTION | 14800 | TEST
8 | HVT1-A5.15 | VISIBLE DISCHARGE TEST (DRY) INCLUDING CORONA INCEPTION/EXTINCTION | 17800 | TEST
8 | HVT1-A5.16 | VISIBLE DISCHARGE TEST (WET INCL. CORONA INCEPTION/EXTINCTION | 18900 | TEST
8 | HVT1-A5.16 | VISIBLE DISCHARGE TEST (WET INCL. CORONA INCEPTION/EXTINCTION | 22700 | TEST
8 | HVT1-A2.10 | VISIBLE DISCHARGE TEST (WET) | 3650 | TEST
8 | HVT1-A3.10 | VISIBLE DISCHARGE TEST (WET) | 4450 | TEST
8 | HVT1-A4.14 | VISIBLE DISCHARGE TEST (WET) | 11950 | TEST
8 | HVT1-A3.10 | VISIBLE DISCHARGE TEST (WET) | 5800 | TEST
8 | HVT1-A4.14 | VISIBLE DISCHARGE TEST (WET) | 16750 | TEST
8 | HVT1-A1.9 | VISIBLE DISCHARGE TEST DRY | 2350 | TEST
8 | HVT1-A1.10 | VISIBLE DISCHARGE TEST WET | 3300 | TEST
8 | HVT1-A1.25 | VISUAL EXAMINATION | 500 | TEST
8 | HVT1-A2.25 | VISUAL EXAMINATION | 600 | TEST
8 | HVT1-A3.25 | VISUAL EXAMINATION | 700 | TEST
8 | HVT1-A4.18 | VISUAL EXAMINATION | 850 | TEST
8 | HVT1-A5.20 | VISUAL EXAMINATION | 850 | TEST
8 | HVT1-A1.25 | VISUAL EXAMINATION | 650 | TEST
8 | HVT1-A2.25 | VISUAL EXAMINATION | 800 | TEST
8 | HVT1-A3.25 | VISUAL EXAMINATION | 950 | TEST
8 | HVT1-A4.18 | VISUAL EXAMINATION | 1200 | TEST
8 | HVT1-A5.20 | VISUAL EXAMINATION | 1050 | TEST
8 | HVT1-A4.18 (R) | VISUAL EXAMINATION | 1050 | TEST
8 | HVT1-A5.20 (R) | VISUAL EXAMINATION | 1200 | TEST
8 | HVT8-L2.11 | VOLTAGE APPLICATION OF PROVIDING FACILITY FOR PD TEST & TAN DELTA TEST | 16400 | TEST
8 | HVT8-L2.11 | VOLTAGE APPLICATION OF PROVIDING FACILITY FOR PD TEST & TAN DELTA TEST | 19700 | TEST
8 | HVT8-L2.16 | VOLTAGE APPLICATION OF PROVIDING FACILITY FOR PD TEST & TAN DELTA TEST(74kV TO 400 kV) | 19400 | TEST
8 | HV T8 L2 16 | VOLTAGE APPLICATION OF PROVIDING FACILITY FOR PD TEST AND TAN DELTA TEST (74 KV TO 400 KV) | 16150 | TEST
8 | HVT8-L2.16 | VOLTAGE APPLICATION OF PROVIDING FACILITY FOR PD TEST AND TAN DELTA TEST (74kV TO 400 kV) | 16150 | TEST
8 | HVT12-O2. I.iv | VOLTAGE COMPARISON TEST FOR AC OR DC ->180 KV < 500 KV | 54100 | TEST
8 | HVT12-O2. I.iv | VOLTAGE COMPARISON TEST FOR AC OR DC ->180 KV < 500 KV | 108200 | TEST
8 | HVT12-O2 I.iii | VOLTAGE COMPARISON TEST FOR AC OR DC >100 KV < 180 KV | 26250 | TEST
8 | HVT12-O2 I.iii | VOLTAGE COMPARISON TEST FOR AC OR DC >100 KV < 180 KV | 52500 | TEST
8 | HVT12-O2.I v | VOLTAGE COMPARISON TEST FOR AC OR DC->500 KV < 900 KV | 80100 | TEST
8 | HVT12-O2.I v | VOLTAGE COMPARISON TEST FOR AC OR DC->500 KV < 900 KV | 160200 | TEST
8 | HVT12-O2.I i | VOLTAGE COMPARISON TEST FOR AC OR DC-UPTO 50 KV | 7150 | TEST
8 | HVT12-O2.I i | VOLTAGE COMPARISON TEST FOR AC OR DC-UPTO 50 KV | 14300 | TEST
8 | HVT12-O2 I.ii | VOLTAGE COMPARISON TEST FOR AC OR DC>50KV < 100 KV | 18450 | TEST
8 | HVT12-O2 I.ii | VOLTAGE COMPARISON TEST FOR AC OR DC>50KV < 100 KV | 36900 | TEST
8 | HVT1-A3.26 | VOLTAGE DISTRIBUTION TEST | 1050 | TEST
8 | HVT1-A4.19 | VOLTAGE DISTRIBUTION TEST | 1200 | TEST
8 | HVT1-A5.21 | VOLTAGE DISTRIBUTION TEST | 1200 | TEST
8 | HVT1-A3.26 | VOLTAGE DISTRIBUTION TEST | 1400 | TEST
8 | HVT1-A4.19 | VOLTAGE DISTRIBUTION TEST | 1450 | TEST
8 | HVT1-A5.21 | VOLTAGE DISTRIBUTION TEST | 1700 | TEST
8 | HVT4-H1-23 | VOLTAGE GRADIENT TEST | 60040 | TEST
8 | O/O HV/TRF/03 | VOLTAGE GRADIENT TEST ON CURRENT TRANSFORMER, POTENTIAL TRANSFORMER, INSULATORS AND CONNECTORS | 60040 | TEST
8 | HV/TRF/01/12-13 | WATER DEFFUSION TEST | 20750 | TEST
8 | HV | WATER IMMERSION TEST - 1kV to 400 kV | 16300 | TEST
10 | MEVB9 | 24 HOUR MECH. TEST ON INSULATOR STRING/TENSILE & COMPRESSIVE TEST ON SPACER/SPACER DAMPER SUITABLE F | 19200 | TEST
10 | MEVB9 | 24 HOUR MECH. TEST ON INSULATOR STRING/TENSILE & COMPRESSIVE TEST ON SPACER/SPACER DAMPER SUITABLE F | 19200 | TEST
10 | MEVB9 | 24 HOUR MECH. TEST ON INSULATOR STRING/TENSILE & COMPRESSIVE TEST ON SPACER/SPACER DAMPER SUITABLE F | 28800 | TEST
10 | MED/TRF/01/I&P/19-20 | ACCEPTANCE TEST ON ALL INDIVIDUAL WIRES OF ACSR COYOTE/PANTHER & EQUIVALENT CONDUCTOR-SLAB-III | 62000 | TEST
10 | ACCEPTANCE TEST ON ALL INDIVIDUAL WIRES OF ACSR COYOTE/PANTHER & EQUIVALENT CONDUCTOR | ACCEPTANCE TEST ON ALL INDIVIDUAL WIRES OF ACSR COYOTE/PANTHER & EQUIVALENT CONDUCTOR | 62000 | TEST
10 | MED/TRF/01/I&P/19-20 | ACCEPTANCE TEST ON ALL INDIVIDUAL WIRES OF ACSR MOOSE/ZEBRA & EQUIVALENT CONDUCTOR-SLAB-IV FOR STAND | 85000 | TEST
10 | MED/TRF/01/I&P/19-20 | ACCEPTANCE TEST ON ALL INDV. WIRES OF ACSR WEASEL, AAC, GNAT, AAC WASP & EQUIVALENT CONDUCTOR-SLAB-I | 30000 | TEST
10 | MED/TRF/01/I&P/19-20 | ACCEPTANCE TEST ON ALL INDV.WIRES OF ACSR DOG & EQUIVALENT CONDUCTOR-SLAB-II | 40000 | TEST
10 | CPRI/I&P/2019-20/MED | ACCPETANCE TEST ON ALL INDVIDUAL WIRES AOF ACSR WEASEL, AAC, GNAT,AAC WASP AND EQUIALIANT CONDUCTOR | 30000 | PER TEST
10 | MEDC3 | ANALYSIS & CHCKING THE DESIGN OF TRANSMISSION LINE TOWERS ABOVE 220 KV & UP TO 400 kV | 81600 | TEST
10 | MEDC3 | ANALYSIS & CHCKING THE DESIGN OF TRANSMISSION LINE TOWERS UPTO 220 KV | 29350 | TEST
10 | MEDC3 | ANALYSIS & CHCKING THE DESIGN OF TRANSMISSION LINE TOWERS UPTO 220 KV | 29350 | TEST
10 | MEDC3 | ANALYSIS & CHCKING THE DESIGN OF TRANSMISSION LINE TOWERS UPTO 220 KV | 58700 | TEST
10 | MEDC8 | ANALYSIS & CHECKING OF DESIGN COMMUNICATION TOWERS | 51100 | TEST
10 | MEDC9 | ANALYSIS & CHECKING THE DESIGN OF COMMUNICATION TOWERS UPTO 30M HEIGHT | 25550 | TEST
10 | MEDC9 | ANALYSIS & CHECKING THE DESIGN OF COMMUNICATION TOWERS UPTO 30M HEIGHT | 25550 | TEST
10 | MEDC9 | ANALYSIS & CHECKING THE DESIGN OF COMMUNICATION TOWERS UPTO 30M HEIGHT | 51100 | TEST
10 | MEDC4 | ANALYSIS & CHECKING THE DESIGN OF TRANSMISSION LINE TOWERS ABOVE 220 KV & UPTO 400 KV | 40800 | TEST
10 | MEDC4 | ANALYSIS & CHECKING THE DESIGN OF TRANSMISSION LINE TOWERS ABOVE 220 KV & UPTO 400 KV | 40800 | TEST
10 | MEDC4 | ANALYSIS & CHECKING THE DESIGN OF TRANSMISSION LINE TOWERS ABOVE 220 KV & UPTO 400 KV | 81600 | TEST
10 | MEDC4 | ANALYSIS & CHECKING THE DESIGN OF TRANSMISSION LINE TOWERS ABOVE 400 KV | 102000 | TEST
10 | MEDC5 | ANALYSIS & CHECKING THE DESIGN OF TRANSMISSION LINE TOWERS ABOVE 400 KV | 51000 | TEST
10 | MEDC5 | ANALYSIS & CHECKING THE DESIGN OF TRANSMISSION LINE TOWERS ABOVE 400 KV | 51000 | TEST
10 | MEDC5 | ANALYSIS & CHECKING THE DESIGN OF TRANSMISSION LINE TOWERS ABOVE 400 KV | 102000 | TEST
10 | MEDC2 | ANALYSIS & CHECKING THE DESIGN OF TRANSMISSION LINE TOWERS UPTO 220 kV FOR ONE TOWER | 58700 | TEST
10 | BREAKING LOAD ON ALUMINIUM AND STEEL WIRES-21684 | BREAKING LOAD ON ALUMINIUM AND STEEL WIRES-21684 | 56 | TEST
10 | BREAKING LOAD TEST ON ALUMINIUM WIRE /STEEL WIRE/TORSION TEST ON STEEL WIRE-21684 | BREAKING LOAD TEST ON ALUMINIUM WIRE /STEEL WIRE/TORSION TEST ON STEEL WIRE-21684 | 56.17 | TEST
10 | BREAKING LOAD TEST ON ALUMINIUM WIRE/STEEL WIRE/TORSION TEST ON STEEL WIRE-21684 | BREAKING LOAD TEST ON ALUMINIUM WIRE/STEEL WIRE/TORSION TEST ON STEEL WIRE-21684 | 56 | NOS
10 | MEVB15 | BREAKING LOAD TEST ON COMPOSITE CONDUCTORS & SURFACE CONDITION TEST | 14200 | TEST
10 | MEVB15 | BREAKING LOAD TEST ON COMPOSITE CONDUCTORS & SURFACE CONDITION TEST | 14200 | TEST
10 | MEVB15 | BREAKING LOAD TEST ON COMPOSITE CONDUCTORS & SURFACE CONDITION TEST | 21300 | TEST
10 | 1.15 (i) | CHARGES FOR ADDITIONAL /DUPLICATE TEST REPORT - FIRST COPY | 450 | TEST
10 | CHARGES FOR ADDITIONAL TESTS OVER AND ABOVE THE MINIMUM 6 TESTS (FOR 3 TESTS) METT 2.4 | CHARGES FOR ADDITIONAL TESTS OVER AND ABOVE THE MINIMUM 6 TESTS (FOR 3 TESTS) METT 2.4 | 54000 | TEST
10 | CHARGES FOR ADDITIONAL TESTS OVER AND ABOVE THE MINIMUM 6 TESTS @RS.18000 PER TEST (1 TEST) METT 2.4 | CHARGES FOR ADDITIONAL TESTS OVER AND ABOVE THE MINIMUM 6 TESTS @RS.18000 PER TEST (1 TEST) METT 2.4 | 18000 | TEST
10 | TTS | CHARGES FOR ADDITIONAL TESTS OVER AND ABOVE THE MINIMUM 6 TESTS AT RS. 1800 PER TEST (FOR 1 TEST) ME | 18000 | NOS
10 | CHARGES FOR ADDITIONAL TESTS OVER AND ABOVE THE MINIMUM 6 TESTS AT RS. 18000 PER TEST (FOR 1 TEST) M | CHARGES FOR ADDITIONAL TESTS OVER AND ABOVE THE MINIMUM 6 TESTS AT RS. 18000 PER TEST (FOR 1 TEST) M | 18000 | TEST
10 | CHARGES FOR ADDITIONAL TESTS OVER AND ABOVE THE MINIMUM 6 TESTS AT RS.18000 PER TEST (FOR 1 TEST)MET | CHARGES FOR ADDITIONAL TESTS OVER AND ABOVE THE MINIMUM 6 TESTS AT RS.18000 PER TEST (FOR 1 TEST)MET | 18000 | TEST
10 | CHARGES FOR ADDITIONAL TESTS OVER AND ABOVE THE MINIMUM 6 TESTS AT RS.18000 PER TEST (FOR 4 EXTRA TE | CHARGES FOR ADDITIONAL TESTS OVER AND ABOVE THE MINIMUM 6 TESTS AT RS.18000 PER TEST (FOR 4 EXTRA TE | 72000 | TEST
10 | CHARGES FOR ADDITIONAL TESTS OVER AND ABOVE THE MINIMUM 6 TESTS AT RS.18000 PER TEST (FOR 4 TESTS) M | CHARGES FOR ADDITIONAL TESTS OVER AND ABOVE THE MINIMUM 6 TESTS AT RS.18000 PER TEST (FOR 4 TESTS) M | 72000 | TEST
10 | CHARGES FOR ADDITIONAL TESTS OVER AND ABOVE THE MINIMUM 6 TESTS AT RS.18000 PER TEST (FOR 4 TESTS)ME | CHARGES FOR ADDITIONAL TESTS OVER AND ABOVE THE MINIMUM 6 TESTS AT RS.18000 PER TEST (FOR 4 TESTS)ME | 72000 | TEST
10 | 1.15(i) | CHARGES FOR ADDITIONAL/DUPLICATE TEST REPORT | 2000 | NO
10 | 1.15 (i) | CHARGES FOR ADDITIONAL/DUPLICATE TEST REPORTS | 500 | TEST
10 | PAGE 150 | CHARGES FOR ADDITIONAL/DUPLICATE TEST REPORTS | 1500 | TEST
10 | PAGE 150 | CHARGES FOR ADDITIONAL/DUPLICATE TEST REPORTS | 1600 | TEST
10 | PAGE 150 | CHARGES FOR ADDITIONAL/DUPLICATE TEST REPORTS | 2750 | TEST
10 | PAGE 150 | CHARGES FOR ADDITIONAL/DUPLICATE TEST REPORTS | 2900 | TEST
10 | 1.15 (i) | CHARGES FOR ADDITIONAL/DUPLICATE TEST REPORTS | 2000 | COPY
10 | 1.15 (ii)) | CHARGES FOR ADDITIONAL/DUPLICATE TEST REPORTS | 10000 | COPY
10 | 1.15 (i) | CHARGES FOR ADDITIONAL/DUPLICATE TEST REPORTS - FIRST COPY | 500 | TEST
10 | 1.15 (ii) | CHARGES FOR ADDITIONAL/DUPLICATE TEST REPORTS - FIRST COPY | 950 | TEST
10 | 1.15 (iii) | CHARGES FOR ADDITIONAL/DUPLICATE TEST REPORTS - FIRST COPY | 1350 | TEST
10 | 1.15 (iv) | CHARGES FOR ADDITIONAL/DUPLICATE TEST REPORTS - FIRST COPY | 1850 | TEST
10 | 1.15 (v) | CHARGES FOR ADDITIONAL/DUPLICATE TEST REPORTS - FIRST COPY | 3400 | TEST
10 | 1.15 (ii) | CHARGES FOR ADDITIONAL/DUPLICATE TEST REPORTS - FIRST COPY | 850 | TEST
10 | 1.15 (iii) | CHARGES FOR ADDITIONAL/DUPLICATE TEST REPORTS - FIRST COPY | 1200 | TEST
10 | 1.15 (v) | CHARGES FOR ADDITIONAL/DUPLICATE TEST REPORTS - SECOND COPY | 3550 | EACH
10 | 1.15 (i) | CHARGES FOR ADDITIONAL/DUPLICATE TEST REPORTS - SECOND COPY | 550 | TEST
10 | 1.15 (ii) | CHARGES FOR ADDITIONAL/DUPLICATE TEST REPORTS - SECOND COPY | 1000 | TEST
10 | 1.15 (iii) | CHARGES FOR ADDITIONAL/DUPLICATE TEST REPORTS - SECOND COPY | 1450 | TEST
10 | 1.15 (iv) | CHARGES FOR ADDITIONAL/DUPLICATE TEST REPORTS - SECOND COPY | 2000 | TEST
10 | 1.15 (ii) | CHARGES FOR ADDITIONAL/DUPLICATE TEST REPORTS - SECOND COPY | 900 | TEST
10 | 1.15 (iii0 | CHARGES FOR ADDITIONAL/DUPLICATE TEST REPORTS - SECOND COPY | 1300 | TEST
10 | METT 2.4 | CHARGES FOR ADDITIONALTESTS OVER AND ABOVE | 72000 | NOS
10 | CHARGES FOR ANTICASCADING LOAD CASE METT 2.6 | CHARGES FOR ANTICASCADING LOAD CASE METT 2.6 | 34000 | TEST
10 | CHARGES FOR ANTICASCADING LOAD CASES METT 2.6 | CHARGES FOR ANTICASCADING LOAD CASES METT 2.6 | 34000 | TEST
10 | METT 2.5 | CHARGES FOR APPLICATION OF WIND LOADS | 72000 | NOS
10 | CHARGES FOR APPLICATION OF WIND LOADS (AT 2 POINTS) METT 2.5 | CHARGES FOR APPLICATION OF WIND LOADS (AT 2 POINTS) METT 2.5 | 36000 | TEST
10 | CHARGES FOR APPLICATION OF WIND LOADS (AT 2 POINTS) METT 2.5 | CHARGES FOR APPLICATION OF WIND LOADS (AT 2 POINTS) METT 2.5 | 36000 | TEST
10 | CHARGES FOR APPLICATION OF WIND LOADS (AT 4 POINTS) METT 2.5 | CHARGES FOR APPLICATION OF WIND LOADS (AT 4 POINTS) METT 2.5 | 72000 | TEST
10 | TTS | CHARGES FOR APPLICATION OF WIND LOADS (AT 5 POINTS) @ RS.18000 PER POINT METT 2.5 | 90000 | NOS
10 | CHARGES FOR APPLICATION OF WIND LOADS (AT 6+6 LEVELS) METT 2.5 | CHARGES FOR APPLICATION OF WIND LOADS (AT 6+6 LEVELS) METT 2.5 | 216000 | TEST
10 | CHARGES FOR APPLICATION OF WIND LOADS AR RS.18000 PER POINT (AT 6 LEVELS) METT 2.5 | CHARGES FOR APPLICATION OF WIND LOADS AR RS.18000 PER POINT (AT 6 LEVELS) METT 2.5 | 108000 | TEST
10 | CHARGES FOR APPLICATION OF WIND LOADS AT RS.18000 PER POINT (4 LEVELS) METT 2.5 | CHARGES FOR APPLICATION OF WIND LOADS AT RS.18000 PER POINT (4 LEVELS) METT 2.5 | 72000 | TEST
10 | CHARGES FOR APPLICATION OF WIND LOADS AT RS.18000 PER POINT (5 LEVELS) METT 2.5 | CHARGES FOR APPLICATION OF WIND LOADS AT RS.18000 PER POINT (5 LEVELS) METT 2.5 | 90000 | TEST
10 | CHARGES FOR APPLICATION OF WIND LOADS AT RS.18000 PER POINT (5+5 LEVELS) METT 2.5 | CHARGES FOR APPLICATION OF WIND LOADS AT RS.18000 PER POINT (5+5 LEVELS) METT 2.5 | 216000 | TEST
10 | TTS | CHARGES FOR APPLICATION OF WIND LOADS AT RS.18000 PER POINT (6+6 LEVELS) METT 2.5 | 216000 | NOS
10 | CHARGES FOR APPLICATION OF WIND LOADS AT RS.18000 PER POINT (7 LEVELS) METT 2.5 | CHARGES FOR APPLICATION OF WIND LOADS AT RS.18000 PER POINT (7 LEVELS) METT 2.5 | 126000 | TEST
10 | CHARGES FOR CONVENTIONAL TEST -TENSILE TEST (FOR 10 SAMPLES) METT 6.1 | CHARGES FOR CONVENTIONAL TEST -TENSILE TEST (FOR 10 SAMPLES) METT 6.1 | 36000 | TEST
10 | CHARGES FOR CONVENTIONAL TEST -TENSILE TEST (FOR 5 SAMPLES) METT 6.1 | CHARGES FOR CONVENTIONAL TEST -TENSILE TEST (FOR 5 SAMPLES) METT 6.1 | 18000 | TEST
10 | METT 6.1 | CHARGES FOR CONVENTIONAL TEST-TENSILE TEST (FOR 10 SAMPLES) METT 6.1 | 36000 | NOS
10 | CHARGES FOR CONVENTIONAL TESTS SUCH AS TENSILE TEST (10 SAMPLES) METT 6.1 | CHARGES FOR CONVENTIONAL TESTS SUCH AS TENSILE TEST (10 SAMPLES) METT 6.1 | 36000 | TEST
10 | CHARGES FOR DEAD END LOAD CASES METT 2.6 | CHARGES FOR DEAD END LOAD CASES METT 2.6 | 34000 | TEST
10 | METT5.1 | CHARGES FOR DESTRUCTION TEST | 298875 | TEST
10 | METT2.1 | CHARGES FOR DESTRUCTION TEST | 180250 | test
10 | METT2.1 | CHARGES FOR DESTRUCTION TEST | 280000 | test
10 | CHARGES FOR DESTRUCTION TEST (25% OF SI.NO.1) METT 2.1 | CHARGES FOR DESTRUCTION TEST (25% OF SI.NO.1) METT 2.1 | 180250 | TEST
10 | CHARGES FOR DESTRUCTION TEST (25% OF SI.NO.1) METT 2.1 | CHARGES FOR DESTRUCTION TEST (25% OF SI.NO.1) METT 2.1 | 189750 | TEST
10 | CHARGES FOR DESTRUCTION TEST (25% OF SI.NO.1) METT 2.1 | CHARGES FOR DESTRUCTION TEST (25% OF SI.NO.1) METT 2.1 | 289500 | TEST
10 | CHARGES FOR DESTRUCTION TEST (25% OF SI.NO.1) METT 2.1 | CHARGES FOR DESTRUCTION TEST (25% OF SI.NO.1) METT 2.1 | 156500 | TEST
10 | CHARGES FOR DESTRUCTION TEST (25% OF SI.NO.1) METT 2.1 | CHARGES FOR DESTRUCTION TEST (25% OF SI.NO.1) METT 2.1 | 40250 | TEST
10 | CHARGES FOR DESTRUCTION TEST 25% OF SI.NO.1 METT 2.1 | CHARGES FOR DESTRUCTION TEST 25% OF SI.NO.1 METT 2.1 | 80250 | TEST
10 | METT 2.1 | CHARGES FOR DESTRUCTION TEST(25% OF SL.NO.1) METT 2.1 | 112500 | NOS
10 | CHARGES FOR DYE PENETRATION TEST (MEDTTL21S0008) ON TWO SIDES | CHARGES FOR DYE PENETRATION TEST (MEDTTL21S0008) ON TWO SIDES | 3000 | TEST
10 | CHARGES FOR ECTRA TEST REPORT (1COPY) METT 5.4(ii) | CHARGES FOR ECTRA TEST REPORT (1COPY) METT 5.4(ii) | 10000 | TEST
10 | CHARGES FOR ERECTION & DISMANTLING (RATE CONTRACT) | CHARGES FOR ERECTION & DISMANTLING (RATE CONTRACT) | 44725 | TEST
10 | CHARGES FOR EXTRA TEST REPORT (1 COPY) METT 5.4 | CHARGES FOR EXTRA TEST REPORT (1 COPY) METT 5.4 | 10000 | TEST
10 | CHARGES FOR EXTRA TEST REPORT (1 COPY) METT 5.4 | CHARGES FOR EXTRA TEST REPORT (1 COPY) METT 5.4 | 10000 | TEST
10 | CHARGES FOR EXTRA TEST REPORT (1COPY) METT 5.4 | CHARGES FOR EXTRA TEST REPORT (1COPY) METT 5.4 | 10000 | TEST
10 | CHARGES FOR EXTRA TEST REPORT (1COPY) METT 5.4 | CHARGES FOR EXTRA TEST REPORT (1COPY) METT 5.4 | 10000 | TEST
10 | METT 5.1 | CHARGES FOR EXTRA TEST REPORT (ONE COPY) METT 5.1 | 10000 | NOS
10 | CHARGES FOR EXTRA TEST REPORT (ONE COPY) METT 5.1(ii) | CHARGES FOR EXTRA TEST REPORT (ONE COPY) METT 5.1(ii) | 10000 | TEST
10 | CHARGES FOR EXTRA TEST REPORTS (PER COPY) METT 5.4(ii) | CHARGES FOR EXTRA TEST REPORTS (PER COPY) METT 5.4(ii) | 10000 | TEST
10 | METT 5.1(a) | CHARGES FOR FABRICATION OF TOWER PARTS | 20 | KG
10 | MEDTT3.3 | CHARGES FOR HEIGHT OF TOWERS EXCEEDING 50m FOR 220 Kv and below RATING.. | 132750 | TEST
10 | MEDTT3.4 | CHARGES FOR HEIGHT OF TOWERS EXCEEDING 50m FOR ABOVE 220 Kv RATING.. | 560000 | TEST
10 | MEDTT3.3 | CHARGES FOR HEIGHT OF TOWERS EXCEEDING 50m FOR BELOW 220 Kv RATING.. | 151750 | TEST
10 | MEDTT3.3 | CHARGES FOR HEIGHT OF TOWERS EXCEEDING 50m FOR BELOW 220 Kv RATING.. | 96000 | TEST
10 | MEDTT3.3 | CHARGES FOR HEIGHT OF TOWERS EXCEEDING 50m FOR BELOW 220 Kv RATING.. | 289500 | TEST
10 | CHARGES FOR MULTICIRCUIT TOWER BELOW 220kV RATING OF HEIGHT NOT EXCEEDING 50M (POLE HEIGHT:34740MM) | CHARGES FOR MULTICIRCUIT TOWER BELOW 220kV RATING OF HEIGHT NOT EXCEEDING 50M (POLE HEIGHT:34740MM) | 398250 | TEST
10 | MED TT 3.6 | CHARGES FOR MULTICIRCUIT TOWERS BELOW 220kV AND ABOVE | 450000 | NOS
10 | CHARGES FOR OVER OCCUPATION (1 DAY) METT 4.1(D) | CHARGES FOR OVER OCCUPATION (1 DAY) METT 4.1(D) | 26000 | TEST
10 | METT 2.6 | CHARGES FOR SAFETY CASES INVOLVING ALL LONG LOADS METT 2.6 | 34000 | NOS
10 | CHARGES FOR SAFETY CASES INVOLVING ALL LONG LOADS METT 2.6 | CHARGES FOR SAFETY CASES INVOLVING ALL LONG LOADS METT 2.6 | 34000 | TEST
10 | PAGE 150 | CHARGES FOR SEALED CERTIFICATES PER COPY | 2100 | TEST
10 | PAGE 150 | CHARGES FOR SEALED CERTIFICATES PER COPY | 2250 | TEST
10 | 1.15 (vi) | CHARGES FOR SEALED CERTIFICATES PER COPY - FIRST COPY | 2750 | TEST
10 | 1.15 (vi) | CHARGES FOR SEALED CERTIFICATES PER COPY - SECOND COPY | 2600 | TEST
10 | METT 3.1 | CHARGES FOR SPECIAL TOWERS EXCEEDING 50 METRES (1.5 TIMES THE MIN. TEST CHARGES + ADDL. TEST CHARGES | 1434713 | TOWER
10 | METT 3.1 | CHARGES FOR SPECIAL TOWERS EXCEEDING 50 METRES (1.5 TIMES THE MIN. TEST CHARGES + ADDL. TEST CHARGES | 1363433 | TOWER
10 | METT 3.1 | CHARGES FOR SPECIAL TOWERS EXCEEDING 50 METRES (1.5 TIMES THE MIN. TEST CHARGES + ADDL. TEST CHARGES | 1361044 | TOWER
10 | CHARGES FOR SUPPLY & FABRICATION (250 kgs) AT RS.80.PER KG METT 5.1 | CHARGES FOR SUPPLY & FABRICATION (250 kgs) AT RS.80.PER KG METT 5.1 | 20000 | TEST
10 | CHARGES FOR SUPPLY & FABRICATION (FOR 200 kgs) AT RS.80 PER kg METT 5.1 | CHARGES FOR SUPPLY & FABRICATION (FOR 200 kgs) AT RS.80 PER kg METT 5.1 | 16000 | TEST
10 | METT 5.1 | CHARGES FOR SUPPLY AND FABRICATION OF TOWER PARTS | 80 | KG
10 | METT 5.1(a) | CHARGES FOR SUPPLY OF BOLTS & NUTS | 120 | KG
10 | METT 5.1 | CHARGES FOR SUPPLY OF BOLTS & NUTS FOR FABRICATION | 75 | K.G
10 | METT 3.1 | CHARGES FOR TALL TOWERS EXCEEDING 50 METRES | 1327500 | TOWER
10 | METT 3.1 | CHARGES FOR TALL TOWERS EXCEEDING 50 METRES | 1198500 | TOWER
10 | METT 3.1 | CHARGES FOR TALL TOWERS EXCEEDING 50 METRES | 1157625 | TOWER
10 | METT 3.1 | CHARGES FOR TALL TOWERS EXCEEDING 50 METRES | 1363875 | TOWER
10 | METT 3.1 | CHARGES FOR TALL TOWERS EXCEEDING 50 METRES | 1292625 | TOWER
10 | METT 3.1 | CHARGES FOR TALL TOWERS EXCEEDING 50 METRES | 1391000 | TOWER
10 | METT 3.1 | CHARGES FOR TALL TOWERS EXCEEDING 50 METRES | 2090625 | TOWER
10 | METT 3.1 | CHARGES FOR TALL TOWERS EXCEEDING 50 METRES | 2060200 | TOWER
10 | METT 3.1 | CHARGES FOR TALL TOWERS EXCEEDING 50 METRES | 2055000 | TOWER
10 | METT 3.1 | CHARGES FOR TALL TOWERS EXCEEDING 50 METRES | 1540875 | TOWER
10 | METT 3.1 | CHARGES FOR TALL TOWERS EXCEEDING 50 METRES | 1042500 | TOWER
10 | METT 3.1 | CHARGES FOR TALL TOWERS EXCEEDING 50 METRES | 2119500 | TOWER
10 | METT 3.1 | CHARGES FOR TALL TOWERS EXCEEDING 50 METRES | 3151875 | TOWER
10 | METT 3.1 | CHARGES FOR TALL TOWERS EXCEEDING 50 METRES (1.5 TIMES THE MIN. TEST CHARGES + ADDL. TEST CHARGES | 1149675 | TOWER
10 | METT 3.1 | CHARGES FOR TALL TOWERS EXCEEDING 50 METRES (1.5 TIMES THE MIN. TEST CHARGES + ADDL. TEST CHARGES | 800585 | TOWER
10 | METT 3.1 | CHARGES FOR TALL TOWERS EXCEEDING 50 METRES (1.5 TIMES THE MIN. TEST CHARGES + ADDL. TEST CHARGES | 781538 | TOWER
10 | METT 3.1 | CHARGES FOR TALL TOWERS EXCEEDING 50 METRES (1.5 TIMES THE MIN. TEST CHARGES + ADDL. TEST CHARGES | 1572000 | TOWER
10 | METT 3.1 | CHARGES FOR TALL TOWERS EXCEEDING 50 METRES (1.5 TIMES THE MIN. TEST CHARGES + ADDL. TEST CHARGES | 901500 | TOWER
10 | METT 3.1 | CHARGES FOR TALL TOWERS EXCEEDING 50 METRES (1.5 TIMES THE MIN. TEST CHARGES + ADDL. TEST CHARGES | 930000 | TOWER
10 | METT 3.1 | CHARGES FOR TALL TOWERS EXCEEDING 50 METRES (1.5 TIMES THE MIN. TEST CHARGES + ADDL. TEST CHARGES | 1049625 | TOWER
10 | METT 3.1 | CHARGES FOR TALL TOWERS EXCEEDING 50 METRES (1.5 TIMES THE MIN. TEST CHARGES + ADDL. TEST CHARGES | 1228500 | TOWER
10 | METT 3.1 | CHARGES FOR TALL TOWERS EXCEEDING 50 METRES (1.5 TIMES THE MIN. TEST CHARGES + ADDL. TEST CHARGES | 1564875 | TOWER
10 | METT 3.1 | CHARGES FOR TALL TOWERS EXCEEDING 50 METRES (1.5 TIMES THE MIN. TEST CHARGES + ADDL. TEST CHARGES | 1460250 | TOWER
10 | METT 3.1 | CHARGES FOR TALL TOWERS OF HEIGHT EXCEEDING 50 METERS | 581138 | TEST
10 | METT 3.1 | CHARGES FOR TALL TOWERS OF HEIGHT EXCEEDING 50 METERS ( 1.5 TIMES THE MINIMUM TEST CHARGES) | 828150 | TEST
10 | METT 3.1 | CHARGES FOR TALL TOWERS OF HEIGHT EXCEEDING 50 METERS ( 1.5 TIMES THE MINIMUM TEST CHARGES) | 1340044 | TEST
10 | METT 3.1 | CHARGES FOR TALL TOWERS OF HEIGHT EXCEEDING 50 METERS ( 1.5 TIMES THE MINIMUM TEST CHARGES) | 954975 | TEST
10 | METT 3.1 | CHARGES FOR TALL TOWERS OF HEIGHT EXCEEDING 50 METERS ( 1.5 TIMES THE MINIMUM TEST CHARGES) | 663956 | TEST
10 | CHARGES FOR TENSILE TEST ON FRP ROUND RODS METT 6.1 | CHARGES FOR TENSILE TEST ON FRP ROUND RODS METT 6.1 | 76.27 | TEST
10 | METT2.7 | CHARGES FOR TEST AS PER IEC | 115800 | test
10 | METT2.7 | CHARGES FOR TEST AS PER IEC | 72100 | test
10 | METT2.7 | CHARGES FOR TEST AS PER IEC | 115800 | test
10 | METT2.7 | CHARGES FOR TEST AS PER IEC | 72100 | test
10 | CHARGES FOR TEST CASES INVOLVING ALL LOND LOADS -METT 2.6 | CHARGES FOR TEST CASES INVOLVING ALL LOND LOADS -METT 2.6 | 34000 | TEST
10 | CHARGES FOR TEST CASES INVOLVING ALL LONG LOADS METT 2.6 | CHARGES FOR TEST CASES INVOLVING ALL LONG LOADS METT 2.6 | 34000 | TEST
10 | CHARGES FOR TESTING AS PER IEC STANDARD 10% OF SI.NO.1 METT 2.7 | CHARGES FOR TESTING AS PER IEC STANDARD 10% OF SI.NO.1 METT 2.7 | 53100 | TEST
10 | CHARGES FOR TESTING AS PER IEC STANDARD 10% OF SI.NO.1 METT 2.7 | CHARGES FOR TESTING AS PER IEC STANDARD 10% OF SI.NO.1 METT 2.7 | 45000 | TEST
10 | CHARGES FOR TESTING AS PER IEC STANDARD 10% OF SI.NO.1 METT 2.7 | CHARGES FOR TESTING AS PER IEC STANDARD 10% OF SI.NO.1 METT 2.7 | 53100 | TEST
10 | CHARGES FOR TESTING AS PER IEC STANDARD 10% OF SI.NO.1 METT 2.7 | CHARGES FOR TESTING AS PER IEC STANDARD 10% OF SI.NO.1 METT 2.7 | 16100 | TEST
10 | TTS | CHARGES FOR TESTING AS PER IEC STANDARD 10% OF SL.NO.1 METT 2.7 | 45000 | NOS
10 | CHARGES FOR TESTING AS PER IEC STANDS 10% SI.NO.1 METT 2.7 | CHARGES FOR TESTING AS PER IEC STANDS 10% SI.NO.1 METT 2.7 | 32100 | TEST
10 | METT-2.7 | CHARGES FOR TESTS AS PER IEC (10% OF BASIC CHARGES) | 60700 | TEST
10 | METT-2.7 | CHARGES FOR TESTS AS PER IEC (10% OF BASIC CHARGES) | 55000 | TESTS
10 | METT-2.7 | CHARGES FOR TESTS AS PER IEC (10% OF BASIC CHARGES) | 53100 | TOWER
10 | METT-2.7 | CHARGES FOR TESTS AS PER IEC (10% OF BASIC CHARGES) | 62600 | TOWER
10 | CHARGES FOR TESTS CONDUCTED A PER IEC, 10% OF SI.NO.1 METT 2.7 | CHARGES FOR TESTS CONDUCTED A PER IEC, 10% OF SI.NO.1 METT 2.7 | 53100 | TEST
10 | METT 2.7 | CHARGES FOR TESTS CONDUCTED AS PER IEC STANDARD | 45000 | NOS
10 | TTS | CHARGES FOR TESTS INVOLVING ALL LONG LOADS METT 2.6 | 34000 | NOS
10 | CHARGES FOR TESTS INVOLVING ALL LONG LOADS METT 2.6 | CHARGES FOR TESTS INVOLVING ALL LONG LOADS METT 2.6 | 34000 | TEST
10 | CHARGES FOR TESTS INVOLVING ALL LONG LOADS METT 2.6 | CHARGES FOR TESTS INVOLVING ALL LONG LOADS METT 2.6 | 34000 | TEST
10 | CHARGES FOR TESTS INVOLVING ALL LONG LOADS METT 2.6 | CHARGES FOR TESTS INVOLVING ALL LONG LOADS METT 2.6 | 34000 | TEST
10 | CHARGES FOR TESTS INVOLVING ALL LONG LOADS METT 2.6 | CHARGES FOR TESTS INVOLVING ALL LONG LOADS METT 2.6 | 34000 | TEST
10 | CHARGES FR MULTICIRCUIT TOWERS BELOW 220kV AND ABOVE RATING OF HEIGHT EXCEEDING 50M (100% OF SI.NO.1 | CHARGES FR MULTICIRCUIT TOWERS BELOW 220kV AND ABOVE RATING OF HEIGHT EXCEEDING 50M (100% OF SI.NO.1 | 721000 | TEST
10 | CHARGES FR MULTICIRCUIT TOWERS BELOW 220kV AND ABOVE RATING OF HEIGHT EXCEEDING 50M (100% OF SI.NO.1 | CHARGES FR MULTICIRCUIT TOWERS BELOW 220kV AND ABOVE RATING OF HEIGHT EXCEEDING 50M (100% OF SI.NO.1 | 759000 | TEST
10 | MEDC11 | CHECKING OF DESIGNS OF INDIVIDUAL FOOTINGS UPTO FOUR TYPES OF SOIL CONDITIONS PER TOWER | 38400 | TEST
10 | MEDC13 | CHECKING OF DESIGNS OF INDVL. FOOTINS FOR 5 & ABOVE UPTO & INCL. 8 TYPES OF SOIL CONDITION | 71400 | TEST
10 | MEDC15 | CHECKING OF DESIGNS OF RAFT FOUNDATINS UPTO 4 TYPES OF SOIL CONDITIONS PER TOWER | 71400 | TEST
10 | MEDC17 | CHECKING OF DESIGNS OF RAFT FOUNDATIONS FOR 5 & UPTO 8 TYPES OF OIL CONDITIONS PER TOWER | 132600 | TEST
10 | MEVB12 | CLAMP SLIP TEST ON TRIPLE SPACER/SPACER DAMPER SUITABLE FOR TRIPLE CONDUCTOR/SLIP STRENGTH TEST ON A | 18800 | TEST
10 | MEVB12 | CLAMP SLIP TEST ON TRIPLE SPACER/SPACER DAMPER SUITABLE FOR TRIPLE CONDUCTOR/SLIP STRENGTH TEST ON A | 18800 | TEST
10 | MEVB12 | CLAMP SLIP TEST ON TRIPLE SPACER/SPACER DAMPER SUITABLE FOR TRIPLE CONDUCTOR/SLIP STRENGTH TEST ON A | 28200 | TEST
10 | MVEB 5 | CONDUCTOR HIRE CHARGES FOR FATIGUE /VIBRATION TEST ON LONGITUDINAL/VERTICAL VIBRATION TEST/SUB-SPAN | 8600 | TEST
10 | MVEB 6 | CONDUCTOR HIRE CHARGES FOR FATIGUE/VIBRATION TEST - FATIGUE/ENDURANCE TEST ON QUAD/SPACER DAMPER SUI | 39450 | TEST
10 | MVEB 13 | CONDUCTOR HIRE CHARGES FOR FATIGUE/VIBRATION TEST - LONGITUDINAL/VERTICAL VIBRATION TEST/SUB-SPAN OS | 42450 | TEST
10 | MVEB 2 | CONDUCTOR HIRE CHARGES FOR FATIGUE/VIBRATION TEST ON TRIPLE/QUAD TENSION/SUSPENSION INSULATOR STRIN | 51550 | TEST
10 | MVEB 4 | CONDUCTOR HIRE CHARGES FOR FATIGUE/VIBRATION TEST ON LONGITUDINAL/VERTICAL VIBERATION TEST/SUB-SPAN | 42450 | TEST
10 | MVEB 1 | CONDUCTOR HIRE CHARGES FOR FATIGUE/VIBRATION TEST ON SINGLE TENSION/SUSPENSION INSULATOR STRING WITH | 42450 | TEST
10 | MVEB 3 | CONDUCTOR HIRE CHARGES FOR FATIGUE/VIBRATION TEST ON SINGLE/DOUBLE TENSION/SUSPENSION INSULATOR STRI | 8600 | TEST
10 | MEVB8(3) | CONDUCTOR HIRE CHARGES FOR FATIGUE/VIBRATION TEST ON SINGLE/DOUBLE TENSION/SUSPENSION INSULATOR STRI | 18075 | TEST
10 | MEVB8(2) | CONDUCTOR HIRE CHARGES FOR FATIGUE/VIBRATION TEST ON TRIPLE/QUAD TENSION/SUSPENSION INSULATOR STRING | 108275 | TEST
10 | MEVB 8.1 | CONDUCTOR HIRE CHARGES FOR FATIGUE/VIBRATION TEST(3/4 CONDUCTORS) | 38590 | TEST
10 | MEVB8(4) | CONDUCTOR HIRE CHARGES FOR LONGITUDINAL/VERTICAL VIBRATION TEST/SUB-SPAN OSCILLATION TEST,FATIGUE/EN | 89150 | TEST
10 | MEVB8(7) | CONDUCTOR HIRE CHARGS FOR LONGITUDINAL/VERTICAL VIBRATION TEST/SUB-SPAN OSCILLATION TST ON QUAD SPAC | 89150 | TEST
10 | MEVB8(1) | CONDUCTROR HIRE CHARGES FOR FATIGUE/VIBRATION TEST ON SINGLE TENSION/SUSPENSION INSULATOR STRING WIT | 89150 | TEST
10 | 1.16 (3) | CONSULTANCY - ADDITIONAL DIRECTOR / ENGG. OFFICER GR 6 | 11850 | TEST
10 | PAGE 151 | CONSULTANCY-ADDITIONAL DIRECTOR. | 8950 | TEST
10 | 1.16 (2) | CONSULTANCY-DIRECTOR | 12500 | TEST
10 | PAGE 151 | CONSULTANCY-DIRECTOR | 9450 | TEST
10 | 1.16 (1) | CONSULTANCY-DIRECTOR GENERAL | 13200 | TEST
10 | PAGE 151 | CONSULTANCY-DIRECTOR GENERAL. | 10000 | TEST
10 | PAGE 151 | CONSULTANCY-JOINT DIRECTOR | 8400 | TEST
10 | 1.16 (4) | CONSULTANCY-JOINT DIRECTOR / ENGINEERING OFFICER GR 5 | 9850 | TEST
10 | 1.16 (5) | CONSULTANCY-SCIENTIFIC/ENGINEERING OFFICER GE. 4 | 9100 | TEST
10 | 1.16 (7) | CONSULTANCY-SCIENTIFIC/ENGINEERING OFFICER GR. 2 | 7000 | TEST
10 | PAGE 151 | CONSULTANCY-SCIENTIFIC/ENGINEERING OFFICER GR. 2 | 5250 | TEST
10 | 1.16 (6) | CONSULTANCY-SCIENTIFIC/ENGINEERING OFFICER GR. 3 | 8350 | TEST
10 | PAGE 151 | CONSULTANCY-SCIENTIFIC/ENGINEERING OFFICER GR. 4 | 6850 | TEST
10 | PAGE 151 | CONSULTANCY/SCIENTIIC/ENGINEERING OFFICER GR. 3 | 6300 | TEST
10 | METT6.1 | CONVENTIONAL TESTS SUCH AS COMPRESSION,TENSILE,HARDNESS, BEND, SHEAR & LOAD VERIFICATION TESTS | 3600 | TEST
10 | METT 6.1 | CONVENTIONAL TESTS SUCH AS COMPRESSION, TENSILE, HARDNESS BEND SHEAR AND LOAD VERIFICATION TESTS ON | 2850 | TEST
10 | METT 6.1 | CONVENTIONAL TESTS SUCH AS COMPRESSION, TENSILE, HARDNESS BEND SHEAR ON METAL & HARDWARES | 3600 | TEST
10 | METT6.1 | CONVENTIONAL TESTS SUCH AS COMPRESSION, TENSILE,HARDNSS ,BEND, SHEAR AND LOAD VERIFICATION TESTS ON | 3000 | TEST
10 | D.C RESISTANCE TEST ON ALUMINIUM WIRE / MEASUREMENT OF LAY RATIO - 21686 | D.C RESISTANCE TEST ON ALUMINIUM WIRE / MEASUREMENT OF LAY RATIO - 21686 | 41.64 | TEST
10 | D.C. RESISTANCE TEST ON ALUMINIUM WIRE/MEASUREMENT OF LAY RATIO-21686 | D.C. RESISTANCE TEST ON ALUMINIUM WIRE/MEASUREMENT OF LAY RATIO-21686 | 41.5 | NOS
10 | MEVB14 | DAMPER EFFICIENCY TEST/ISWR TEST ON DAMPER | 21500 | TEST
10 | MEVB14 | DAMPER EFFICIENCY TEST/ISWR TEST ON DAMPER | 21500 | TEST
10 | MEVB14 | DAMPER EFFICIENCY TEST/ISWR TEST ON DAMPER | 32250 | TEST
10 | MEDC15 | DESIGN OF INDIVIDUAL FOOTINGS UPTO FOUR TYPES OF SOIL CONDITIONS PER TOWER | 76800 | TEST
10 | MEDC16 | DESIGN OF INDIVIDUAL FOOTINGS FOR FIVE AND ABOVE UPTO AND INCLUDING EIGHT TYPES OF SOIL CONDITIONS | 142800 | TEST
10 | MEDC14 | DESIGN OF INDIVIDUAL FOOTINGS FOR FIVE AND ABOVE UPTO EIGHT TYPES OF SOIL CONDITIONS PER TOWER | 142800 | TEST
10 | MEDC18 | DESIGN OF RAFT FOUNDATIONS FOR FIVE AND ABOVE UPTO AND/INCLUDING EIGHT TYPES OF SOIL CONDITIONS | 165750 | TEST
10 | MEDC17 | DESIGN OF RAFT FOUNDATIONS UPTO FOUR TYPES OF SOIL CONDITIONS PER TOWER | 89250 | TEST
10 | MEDC12 | DESIGNS OF INDIVIDUAL FOOTINGS UPTO FOUR TYPES OF SOIL CONDITIONS PER TOWER | 76800 | TEST
10 | MEDC18 | DESIGNS OF RAFT FOUNDATIONS FOR 5 & UPTO 8 TYPES OF OIL CONDITIONS PER TOWER | 165750 | TEST
10 | MEDC16 | DESIGNS OF RAFT FOUNDATIONS UPTO 4 TYPES OF SOIL CONDITIONS PER TOWER | 89250 | TEST
10 | MEDC11 | DESIGNS/CHECKING OF DESIGNS OF INDIVIDUAL FOOTINGA UPTO FOUR TYPES OF SOIL CONDITIONS | 19200 | TEST
10 | MEDC11 | DESIGNS/CHECKING OF DESIGNS OF INDIVIDUAL FOOTINGA UPTO FOUR TYPES OF SOIL CONDITIONS | 19200 | TEST
10 | MEDC11 | DESIGNS/CHECKING OF DESIGNS OF INDIVIDUAL FOOTINGA UPTO FOUR TYPES OF SOIL CONDITIONS | 38400 | TEST
10 | MEDC12 | DESIGNS/CHECKING OF DESIGNS OF INDIVIDUAL FOOTINGS FOR 5 & ABOVE UPTO &INCLUDING 8 TYPES OF SOIL C | 35700 | TEST
10 | MEDC12 | DESIGNS/CHECKING OF DESIGNS OF INDIVIDUAL FOOTINGS FOR 5 & ABOVE UPTO &INCLUDING 8 TYPES OF SOIL CON | 35700 | TEST
10 | MEDC12 | DESIGNS/CHECKING OF DESIGNS OF INDIVIDUAL FOOTINGS FOR FIVE AND ABOVE UPTO AND INCLUDING EIGHT TYPES | 71400 | TEST
10 | MEDC14 | DESIGNS/CHECKING OF DESIGNS OF RAFT FOUNDATIONS FOR 5 & ABOVE UPTO & INCLUDING 8 TYPES OF SOIL CON | 66300 | TEST
10 | MEDC14 | DESIGNS/CHECKING OF DESIGNS OF RAFT FOUNDATIONS FOR 5 & ABOVE UPTO & INCLUDING 8 TYPES OF SOIL CONDI | 66300 | TEST
10 | MEDC14 | DESIGNS/CHECKING OF DESIGNS OF RAFT FOUNDATIONS FOR 5 & ABOVE UPTO & INCLUDING 8 TYPES OF SOIL CONDI | 132600 | TEST
10 | MEDC13 | DESIGNS/CHECKING OF DESIGNS OF RAFT FOUNDATIONS UPTO 4 TYPES OF SOIL CONDITIONS | 35700 | TEST
10 | MEDC13 | DESIGNS/CHECKING OF DESIGNS OF RAFT FOUNDATIONS UPTO 4 TYPES OF SOIL CONDITIONS | 35700 | TEST
10 | MEDC13 | DESIGNS/CHECKING OF DESIGNS OF RAFT FOUNDATIONS UPTO 4 TYPES OF SOIL CONDITIONS | 71400 | TEST
10 | METT-2.1 | DESTRUCTION TEST | 53500 | TEST
10 | METT-2.1 | DESTRUCTION TEST | 127188 | TEST
10 | METT-2.1 | DESTRUCTION TEST | 112750 | TEST
10 | METT-2.1 | DESTRUCTION TEST | 82588 | TEST
10 | METT-2.1 | DESTRUCTION TEST | 61875 | TEST
10 | METT-2.1 | DESTRUCTION TEST (25% OF BASIC CHARGES) | 89625 | TEST
10 | METT-2.1 | DESTRUCTION TEST (25% OF BASIC TEST CHARGES) | 78650 | TESTS
10 | METT-2.1 | DESTRUCTION TEST (25% OF BASIC TEST CHARGES) | 31763 | TESTS
10 | METT-2.1 | DESTRUCTION TEST (25% OF BASIC TEST CHARGES) | 40250 | TESTS
10 | METT-2.1 | DESTRUCTION TEST (25% OF BASIC TEST CHARGES) | 63250 | TESTS
10 | METT-2.1 | DESTRUCTION TEST (25% OF BASIC TEST CHARGES) | 80250 | TESTS
10 | METT-2.1 | DESTRUCTION TEST (25% OF BASIC TEST CHARGES) | 96000 | TESTS
10 | METT-2.1 | DESTRUCTION TEST (25% OF BASIC TEST CHARGES) | 112500 | TESTS
10 | METT-2.1 | DESTRUCTION TEST (25% OF BASIC TEST CHARGES) | 132750 | TESTS
10 | METT-2.1 | DESTRUCTION TEST (25% OF BASIC TEST CHARGES) | 142250 | TESTS
10 | METT-2.1 | DESTRUCTION TEST (25% OF BASIC TEST CHARGES) | 294250 | TOWER
10 | METT-2.1 | DESTRUCTION TEST (25% OF MIN TEST CHARGES) | 71975 | TEST
10 | METT-2.1 | DESTRUCTION TEST (REF METT 1.5) | 47488 | TEST
10 | METT-2.1 | DESTRUCTION TEST (REF TARIFF METT 1.8) | 75575 | TEST
10 | METT-2.1 | DESTRUCTION TEST (REF. TARIFF METT 1.7) | 68575 | TEST
10 | METT-2.1 | DESTRUCTION TEST (REF. TARIFF METT 1.7) | 156500 | TEST
10 | METT-2.1 | DESTRUCTION TEST (REF. TARIFF METT 1.7) | 199125 | TEST
10 | METT-2.1 | DESTRUCTION TEST (REF. TARIFF METT 1.7) | 166000 | TEST
10 | METT 7.3 | DOUBLE TENSION INSULATOR STRING OR SINGLE "V" STRING | 80000 | TEST
10 | METT 7.3 | DOUBLE TENSION INSULATOR STRING OR SINGLE "V" STRING - TESTS ON HYDRAULIC RAM | 60700 | TEST
10 | MEVB10 | DYNAMIC CHARATERISTIC TEST ON DAMPER/SPACER/SPACER DAMPER SUITABLE FOR TWIN CONDUCTOR/QUAD SPACER/SP | 31950 | TEST
10 | MEVB10 | DYNAMIC CHARATERISTIC TEST ON DAMPER/SPACER/SPACER DAMPER SUITABLE FOR TWIN CONDUCTOR/QUAD SPACER/SP | 31950 | TEST
10 | MEVB10 | DYNAMIC CHARATERISTIC TEST ON DAMPER/SPACER/SPACER DAMPER SUITABLE FOR TWIN CONDUCTOR/QUAD SPACER/SP | 47950 | TEST
10 | METT5.4 | EXTRA COPY OF TEST REPORTS | 3450 | TEST
10 | METT 5.4 | EXTRA COPY OF TEST REPORTS - TEST CHARGES ABOVE RS.50000.00 | 10000 | TEST
10 | MEVB16 | FABRICATION CHARGES FOR FIXTURES PER HOUR | 850 | TEST
10 | MEVB16 | FABRICATION CHARGES FOR FIXTURES PER HOUR | 850 | TEST
10 | MEVB16 | FABRICATION CHARGES FOR FIXTURES PER HOUR | 1700 | TEST
10 | MEVB6 | FATIGUE/ENDURANCE TEST ON QUAD SPACER/SPACER DAMPER SUITABLE FOR QUAD CONDUCTOR FOR 1 MILLION CYCLES | 165600 | TEST
10 | MEVB6 | FATIGUE/ENDURANCE TEST ON QUAD SPACER/SPACER DAMPER SUITABLE FOR QUAD CONDUCTOR FOR 1 MILLION CYCLES | 165600 | TEST
10 | MEVB6 | FATIGUE/ENDURANCE TEST ON QUAD SPACER/SPACER DAMPER SUITABLE FOR QUAD CONDUCTOR FOR 1 MILLION CYCLES | 331200 | TEST
10 | MEVB8(6) | FATIGUE/ENDURANCE TEST ON QUAD SPACER/SPACER DAMPER SUITABLE FOR QUAD CONDUCTOR FOR 1 MILLION CYCLES | 82800 | TEST
10 | MEVB1 | FATIGUE/VIBRATION TEST ON SINGLE TENSION/SUSPENSION INSULATOR STRING WITH SINGLE/DOUBLE CONDUCTOR FO | 178300 | TEST
10 | MEVB1 | FATIGUE/VIBRATION TEST ON SINGLE TENSION/SUSPENSION INSULATOR STRING WITH SINGLE/DOUBLE CONDUCTOR FO | 178300 | TEST
10 | MEVB1 | FATIGUE/VIBRATION TEST ON SINGLE TENSION/SUSPENSION INSULATOR STRING WITH SINGLE/DOUBLE CONDUCTOR FO | 178300 | TEST
10 | MEVB1 | FATIGUE/VIBRATION TEST ON SINGLE TENSION/SUSPENSION INSULATOR STRING WITH SINGLE/DOUBLE CONDUCTOR FO | 356600 | TEST
10 | MEVB3 | FATIGUE/VIBRATION TEST ON SINGLE/DOUBLE TENSION/SUSPENSION INSULATOR STRING WITH ONE/TWO CONDUCTOR F | 36150 | TEST
10 | MEVB3 | FATIGUE/VIBRATION TEST ON SINGLE/DOUBLE TENSION/SUSPENSION INSULATOR STRING WITH ONE/TWO CONDUCTOR F | 36150 | TEST
10 | MEVB3 | FATIGUE/VIBRATION TEST ON SINGLE/DOUBLE TENSION/SUSPENSION INSULATOR STRING WITH ONE/TWO CONDUCTOR F | 72300 | TEST
10 | M&P/MED/TRF/01 | FATIGUE/VIBRATION TEST ON SIX BUNDLE/HEX. CONFI. FOR TEN MILLION CYCLES OF VIB. | 1382800 | TEST
10 | MEVB2 | FATIGUE/VIBRATION TEST ON TRIPLE/QUAD TENSION/SUSPENSION INSULATOR STRING WITH THREE/FOUR CONDUCTOR | 216550 | TEST
10 | MEVB2 | FATIGUE/VIBRATION TEST ON TRIPLE/QUAD TENSION/SUSPENSION INSULATOR STRING WITH THREE/FOUR CONDUCTOR | 216550 | TEST
10 | MEVB2 | FATIGUE/VIBRATION TEST ON TRIPLE/QUAD TENSION/SUSPENSION INSULATOR STRING WITH THREE/FOUR CONDUCTOR | 433100 | TEST
10 | METT2.4 | FOR ADDITIONAL TESTS OVER AND ABOVE THE MINIMUM 6 TESTS | 14850 | TEST
10 | METT2.4 | FOR ADDITIONAL TESTS OVER AND ABOVE THE MINIMUM 6 TESTS | 18000 | TEST
10 | METT1.12 | FOR ADDITIONAL WEIGHT (BEYHONG 25 TONNES OR PART THERE OF) | 11550 | PER TONNE
10 | METT4.4 | FOR APPLICATION OF SELF WEIGHT AT EACH LEVEL | 14850 | LEVEL
10 | METT4.4 | FOR APPLICATION OF SELF WEIGHT AT EACH LEVEL | 18000 | TEST
10 | METT2.5 | FOR APPLICATION OF WIND LOAD IN ONE DIRECTION AT EACH LEVEL | 14850 | PER LEVEL
10 | METT2.5 | FOR APPLICATION OF WIND LOAD IN ONE DIRECTION AT EACH LEVEL | 18000 | TEST
10 | METT2.6 | FOR DEAD END CONDITIONS/ANTI-CASCADING LOAD CASES/FAILURE CONTAINMENT CASES/SAFETY CASES INVOLVING A | 28350 | TEST
10 | METT2.6 | FOR DEAD END CONDITIONS/ANTI-CASCADING LOAD CASES/FAILURE CONTAINMENT CASES/SAFETY CASES INVOLVING A | 34000 | TEST
10 | METT4.5d | FOR EVERY ADDITIONAL SET OF RIGGING CHART | 3450 | TEST
10 | METT4.5d | FOR EVERY ADDITIONAL SET OF RIGGING CHART | 4200 | TEST
10 | METT4.5b | FOR PREPARATION OF RIGGING CHART-BEYOND 20 TESTS/LOAD CASES, FOR EVERY ADDL.10 TESTS/LOAD CASES | 3450 | TEST
10 | METT4.5b | FOR PREPARATION OF RIGGING CHART-BEYOND 20 TESTS/LOAD CASES, FOR EVERY ADDL.10 TESTS/LOAD CASES | 4200 | TEST
10 | METT2.7 | FOR TESTS CONDUCTED AS PER IEC/ CUSTOMER'S REQUIREMENT | 32100 | TEST
10 | MEDC9 | FULL DESIGN OF COMMUNICATION TOWERS | 114900 | TEST
10 | MEDC10 | FULL DESIGN OF COMMUNICATION TOWERS UPTO 30M HEIGHT | 38300 | TEST
10 | MEDC10 | FULL DESIGN OF COMMUNICATION TOWERS UPTO 30M HEIGHT | 38300 | TEST
10 | MEDC10 | FULL DESIGN OF COMMUNICATION TOWERS UPTO 30M HEIGHT | 114900 | TEST
10 | MEDC7 | FULL DESIGN OF TRANSMISSION LINE TOWERS ABOVE 400 KV | 127500 | TEST
10 | MEDC6 | FULL DESIGN OF TRANSMISSION LINE TOWERS ABOVE 220 KV & UP TO 400 kV | 102000 | TEST
10 | MEDC7 | FULL DESIGN OF TRANSMISSION LINE TOWERS ABOVE 220 KV & UP TO 400 KV | 51000 | TEST
10 | MEDC7 | FULL DESIGN OF TRANSMISSION LINE TOWERS ABOVE 220 KV & UP TO 400 KV | 51000 | TEST
10 | MEDC7 | FULL DESIGN OF TRANSMISSION LINE TOWERS ABOVE 220 KV & UP TO 400 KV | 102000 | TEST
10 | MEDC8 | FULL DESIGN OF TRANSMISSION LINE TOWERS ABOVE 400 KV | 63750 | TEST
10 | MEDC8 | FULL DESIGN OF TRANSMISSION LINE TOWERS ABOVE 400 KV | 63750 | TEST
10 | MEDC8 | FULL DESIGN OF TRANSMISSION LINE TOWERS ABOVE 400 KV | 127500 | TEST
10 | MEDC5 | FULL DESIGN OF TRANSMISSION LINE TOWERS UP TO 220 kV | 76600 | TEST
10 | MEDC6 | FULL DESIGN OF TRANSMISSION LINE TOWERS UPTO 220 KV | 38300 | TEST
10 | MEDC6 | FULL DESIGN OF TRANSMISSION LINE TOWERS UPTO 220 KV | 38300 | TEST
10 | MEDC6 | FULL DESIGN OF TRANSMISSION LINE TOWERS UPTO 220 KV | 76600 | TEST
10 | GALVANIZING TEST ON STEEL WIRE OF CONDUCTOR ( MASS OF ZINC COATING/UNIFORMITY OF ZINC COATING) 21687 | GALVANIZING TEST ON STEEL WIRE OF CONDUCTOR ( MASS OF ZINC COATING/UNIFORMITY OF ZINC COATING) 21687 | 12.66 | TEST
10 | GALVANIZING TEST ON STEEL WIRE OF CONDUCTOR (MASS OF ZINC COATING/UNIFORMITY OF ZINC COATING) -21687 | GALVANIZING TEST ON STEEL WIRE OF CONDUCTOR (MASS OF ZINC COATING/UNIFORMITY OF ZINC COATING) -21687 | 12.75 | NOS
10 | METT 7.1 | HARDWARE SAMPLE | 40000 | TEST
10 | HARDWARE SAMPLE - TENSILE TEST ON 250 kN SILICONE COMPOSITE LONG ROD INSULATOR (MEDTTL21S0007, S0009 | HARDWARE SAMPLE - TENSILE TEST ON 250 kN SILICONE COMPOSITE LONG ROD INSULATOR (MEDTTL21S0007, S0009 | 40000 | TEST
10 | METT 7.1 | HARDWARE SAMPLE - TESTS ON HYDRAULIC RAM | 30400 | TEST
10 | HARDWARE SAMPLE -TENSILE TEST ON 250 kN SILICONE COMPOSITE LONG ROD INSULATOR (MEDTTL21S0007 TO S001 | HARDWARE SAMPLE -TENSILE TEST ON 250 kN SILICONE COMPOSITE LONG ROD INSULATOR (MEDTTL21S0007 TO S001 | 40000 | TEST
10 | HARDWARE SAMPLE -TENSILE TEST ON 250 kN SILIONE COMPOSITE LONG ROD INSULATOR (MEDTTL21S0004 TO S0006 | HARDWARE SAMPLE -TENSILE TEST ON 250 kN SILIONE COMPOSITE LONG ROD INSULATOR (MEDTTL21S0004 TO S0006 | 40000 | TEST
10 | HARDWARE SAMPLE-TENSILE TEST ON 250kN SILICON COMPOSITE LONG ROD INSULATOR (MEDTTL21S0001 TO S0003) | HARDWARE SAMPLE-TENSILE TEST ON 250kN SILICON COMPOSITE LONG ROD INSULATOR (MEDTTL21S0001 TO S0003) | 40000 | TEST
10 | HEIGHT OF TOWER EXCEEDING 50m FOR 220kV AND BELOW RATING (25% OF SI.NO.1) (TOWER HEIGHT:58.625m) - M | HEIGHT OF TOWER EXCEEDING 50m FOR 220kV AND BELOW RATING (25% OF SI.NO.1) (TOWER HEIGHT:58.625m) - M | 156500 | TEST
10 | HEIGHT OF TOWER EXCEEDING 50M FOR 220kV AND BELOW RATING (25% OF SI.NO.1), (TOWER HEIGHT:51.200M)-ME | HEIGHT OF TOWER EXCEEDING 50M FOR 220kV AND BELOW RATING (25% OF SI.NO.1), (TOWER HEIGHT:51.200M)-ME | 132750 | TEST
10 | HEIGHT OF TOWER EXCEEDING 50m FOR 220kV AND BELOW RATING (25% OF SI.NO.1)(POLE HEIGHT:56.150M) MED T | HEIGHT OF TOWER EXCEEDING 50m FOR 220kV AND BELOW RATING (25% OF SI.NO.1)(POLE HEIGHT:56.150M) MED T | 251500 | TEST
10 | HEIGHT OF TOWER EXCEEDING 50M FOR ABOVE 220 kV RATING (50% OF SI.NO.1) (TOWER HEIGHT:69.350M) MED TT | HEIGHT OF TOWER EXCEEDING 50M FOR ABOVE 220 kV RATING (50% OF SI.NO.1) (TOWER HEIGHT:69.350M) MED TT | 265500 | TEST
10 | TTS | HEIGHT OF TOWER EXCEEDING 50M FOR ABOVE 220kV RATING (50% OF SI.NO.1) (TOWER HEIGHT:55.900M)-MED TT. | 225000 | NOS
10 | TTS | HEIGHT OF TOWER EXCEEDING 50M FOR ABOVE 220kV RATING (50% OF SI.NO.1) (TOWER HEIGHT:63.475M) MED TT | 579000 | NOS
10 | METT4.1 | IDLE TIME CHARGES | 17650 | DAY
10 | METT6.2 | LOAD VERIFICATION - 5 STEPS (FOR LOAD CELLS 3 CYCLES OR PART THEREOF | 5000 | EACH
10 | METT6.2 | LOAD VERIFICATION FOR EVERY EXTRA 3 CYCLES OR PART THEREOF | 2000 | TEST
10 | METT6.3 | LOAD VERIFICATION FOR EVERY EXTRA 3 CYCLES OR PART THEREOF | 2500 | TEST
10 | MEVB5 | LONGITUDINAL/VERTICAL VIBRATION TEST/SUB-SPAN OSCILLATION TEST ON QUAD SPACER/SPACER DAMPER SUITABLE | 36100 | TEST
10 | MEVB5 | LONGITUDINAL/VERTICAL VIBRATION TEST/SUB-SPAN OSCILLATION TEST ON QUAD SPACER/SPACER DAMPER SUITABLE | 36100 | TEST
10 | MEVB5 | LONGITUDINAL/VERTICAL VIBRATION TEST/SUB-SPAN OSCILLATION TEST ON QUAD SPACER/SPACER DAMPER SUITABLE | 72300 | TEST
10 | MEVB8(5) | LONGITUDINAL/VERTICAL VIBRATION TEST/SUB-SPAN OSCILLATION TEST ON QUAD SPACER/SPACER DAMPER SUITABLE | 18075 | TEST
10 | MEVB4 | LONGITUDINAL/VERTICAL VIBRATION TEST/SUB-SPAN OSCILLATION TEST,FATIGUE/ENDURANCE TEST ON SPACER/SPAC | 178300 | TEST
10 | MEVB4 | LONGITUDINAL/VERTICAL VIBRATION TEST/SUB-SPAN OSCILLATION TEST,FATIGUE/ENDURANCE TEST ON SPACER/SPAC | 178300 | TEST
10 | MEVB4 | LONGITUDINAL/VERTICAL VIBRATION TEST/SUB-SPAN OSCILLATION TEST,FATIGUE/ENDURANCE TEST ON SPACER/SPAC | 356600 | TEST
10 | MEVB13 | LONGITUDINAL/VERTICAL VIBRATION TEST/SUB-SPAN OSCILLATION TST ON QUAD SPACER/SPACER DAMPER SUITABLE | 178300 | TEST
10 | MEVB13 | LONGITUDINAL/VERTICAL VIBRATION TEST/SUB-SPAN OSCILLATION TST ON QUAD SPACER/SPACER DAMPER SUITABLE | 178300 | TEST
10 | MEVB13 | LONGITUDINAL/VERTICAL VIBRATION TEST/SUB-SPAN OSCILLATION TST ON QUAD SPACER/SPACER DAMPER SUITABLE | 356600 | TEST
10 | MASS OF COATING AND UNIFORMITY OF COATING-21687 | MASS OF COATING AND UNIFORMITY OF COATING-21687 | 13 | TEST
10 | MEASUREMENT OF DIAMETER OF ALUMINIUM AND STEEL WIRES-21683 | MEASUREMENT OF DIAMETER OF ALUMINIUM AND STEEL WIRES-21683 | 15 | TEST
10 | MEASUREMENT OF DIAMETER OF ALUMINIUM WIRE /STEEL WIRE OF CONDUCTOR -21683 | MEASUREMENT OF DIAMETER OF ALUMINIUM WIRE /STEEL WIRE OF CONDUCTOR -21683 | 15.38 | TEST
10 | MEASUREMENT OF FIAMETER OF ALUMINIUM WIRE/STEEL WIRE OF CONDUCTOR-21683 | MEASUREMENT OF FIAMETER OF ALUMINIUM WIRE/STEEL WIRE OF CONDUCTOR-21683 | 15.33 | NOS
10 | MEASUREMENT OF LAY RATIO-21686 | MEASUREMENT OF LAY RATIO-21686 | 42 | TEST
10 | DCCD F 1 | MEASUREMENT OF LOW RESISTANCE/MILLIVOLT DROP TEST(CONDUCTOR RES. TEST) MAGNETIC POWER LOSS TEST/DC R | 2300 | PER TEST
10 | MEASURMENT OF DIAMETER OF CONDUCTOR-21683 | MEASURMENT OF DIAMETER OF CONDUCTOR-21683 | 15 | TEST
10 | MINIMUM ORDER VALUE - TESTING OF EQUIPMENT | MINIMUM ORDER VALUE - TESTING OF EQUIPMENT | 10000 | TEST
10 | MINIMUM ORDER VALUE - TESTING OF EQUIPMENT | MINIMUM ORDER VALUE - TESTING OF EQUIPMENT | 10000 | TEST
10 | MINIMUM ORDER VALUE - TESTING OF MATERIALS | MINIMUM ORDER VALUE - TESTING OF MATERIALS | 2400 | TEST
10 | MINIMUM ORDER VALUE - TESTING OF MATERIALS | MINIMUM ORDER VALUE - TESTING OF MATERIALS | 2400 | TEST
10 | MINIMUM TEST CHARGES | MINIMUM TEST CHARGES | 2000 | TEST
10 | 1.15 (vii) | MINIMUM TEST CHARGES | 1900 | TEST
10 | 1.1 | MINIMUM TEST CHARGES | 84000 | TEST
10 | MINIMUM TEST CHARGES (FOR SIX TESTS ONLY , (POLE WEIGHT:1.722 M.T) METT 1.7 | MINIMUM TEST CHARGES (FOR SIX TESTS ONLY , (POLE WEIGHT:1.722 M.T) METT 1.7 | 161000 | TEST
10 | MINIMUM TEST CHARGES (FOR SIX TESTS ONLY), (POLE WEIGHT:49.510 M.T) -METT 1.7 | MINIMUM TEST CHARGES (FOR SIX TESTS ONLY), (POLE WEIGHT:49.510 M.T) -METT 1.7 | 1006000 | TEST
10 | MINIMUM TEST CHARGES (FOR SIX TESTS ONLY), (TOWER WEIGHT:25.000 TONNES) MRTT 1.6 | MINIMUM TEST CHARGES (FOR SIX TESTS ONLY), (TOWER WEIGHT:25.000 TONNES) MRTT 1.6 | 531000 | TEST
10 | MINIMUM TEST CHARGES (FOR SIX TESTS ONLY), (TOWER WEIGHT:30 T) METT 1.7 | MINIMUM TEST CHARGES (FOR SIX TESTS ONLY), (TOWER WEIGHT:30 T) METT 1.7 | 626000 | Test
10 | MINIMUM TEST CHARGES (FOR SIX TESTS ONLY), (TOWER WEIGHT:6.026 TONNES) METT 1.3 | MINIMUM TEST CHARGES (FOR SIX TESTS ONLY), (TOWER WEIGHT:6.026 TONNES) METT 1.3 | 321000 | TEST
10 | MINIMUM TEST CHARGES (FOR SIX TESTS ONLY), TOWER WEIGHT:34.545 TONNES) METT 1.5 | MINIMUM TEST CHARGES (FOR SIX TESTS ONLY), TOWER WEIGHT:34.545 TONNES) METT 1.5 | 721000 | TEST
10 | MINIMUM TEST CHARGES (FOR SIX TESTS ONLY),(POLE WEIGHT:21.083 M.T) METT 1.6 | MINIMUM TEST CHARGES (FOR SIX TESTS ONLY),(POLE WEIGHT:21.083 M.T) METT 1.6 | 531000 | TEST
10 | MINIMUM TEST CHARGES (FOR SIX TESTS ONLY),(POLE WEIGHT:44.977 M.T) METT 1.7 | MINIMUM TEST CHARGES (FOR SIX TESTS ONLY),(POLE WEIGHT:44.977 M.T) METT 1.7 | 911000 | TEST
10 | MINIMUM TEST CHARGES (FOR SIX TESTS ONLY),(TOWER WEIGHT:16.771 TONNES) METT 1.6 | MINIMUM TEST CHARGES (FOR SIX TESTS ONLY),(TOWER WEIGHT:16.771 TONNES) METT 1.6 | 450000 | TEST
10 | TTS | MINIMUM TEST CHARGES (FOR SIX TESTS ONLY),(TOWER WEIGHT:19.168 TONNES)-METT1.7 | 450000 | NOS
10 | MINIMUM TEST CHARGES (FOR SIX TESTS ONLY),(TOWER WEIGHT:24.412 T) METT 1.7 | MINIMUM TEST CHARGES (FOR SIX TESTS ONLY),(TOWER WEIGHT:24.412 T) METT 1.7 | 531000 | TEST
10 | MINIMUM TEST CHARGES (FOR SIX TESTS ONLY),(TOWER WEIGHT:36.290 T) METT 1.7 | MINIMUM TEST CHARGES (FOR SIX TESTS ONLY),(TOWER WEIGHT:36.290 T) METT 1.7 | 759000 | TEST
10 | TTS | MINIMUM TEST CHARGES (FOR SIX TESTS ONLY),(TOWER WEIGHT:57.506 TONNES) METT 1.7 | 1158000 | NOS
10 | 1.15 | MINIMUM TEST CHARGES FOR CONDUCTING TEST AND ISSUE OF TEST REPORT | 2400 | TEST
10 | METT1.2 | MINIMUM TEST CHARGES-WEIGHT ABOVE 1, BUT UP TO 5 TONNES (6 DAYS) | 253000 | TEST
10 | METT1.6 | MINIMUM TEST CHARGES-WEIGHT ABOVE 10, BUT UP TO 12 TONNES (12 DAYS) | 247500 | TEST
10 | METT1.6 | MINIMUM TEST CHARGES-WEIGHT ABOVE 10, BUT UP TO 12 TONNES (12 DAYS) | 569000 | TEST
10 | METT1.6 | MINIMUM TEST CHARGES-WEIGHT ABOVE 10, BUT UP TO 12 TONNES (12 DAYS) | 645000 | TOWER
10 | METT1.6 | MINIMUM TEST CHARGES-WEIGHT ABOVE 10, BUT UP TO 12 TONNES (12 DAYS) | 721000 | TOWER
10 | METT1.6 | MINIMUM TEST CHARGES-WEIGHT ABOVE 10, BUT UP TO 12 TONNES (12 DAYS) | 550000 | TOWER
10 | METT1.6 | MINIMUM TEST CHARGES-WEIGHT ABOVE 10, BUT UP TO 12 TONNES (12 DAYS) | 1253000 | TOWER
10 | METT1.6 | MINIMUM TEST CHARGES-WEIGHT ABOVE 10, BUT UP TO 12 TONNES (12 DAYS) | 664000 | TOWER
10 | METT1.4 | MINIMUM TEST CHARGES-WEIGHT ABOVE 10, BUT UPTO 15 TONNES (11 DAYS) | 384000 | TEST
10 | METT1.7 | MINIMUM TEST CHARGES-WEIGHT ABOVE 12, BUT UPTO 15 TONEES (15 DAYS) | 274300 | TEST
10 | METT1.5 | MINIMUM TEST CHARGES-WEIGHT ABOVE 15, BUT UP TO 20 TONNES (13 DAYS) | 450000 | TEST
10 | METT1.8 | MINIMUM TEST CHARGES-WEIGHT ABOVE 15, BUT UPTO 17 TONNES (16 DAYS) | 302300 | TEST
10 | METT1.9 | MINIMUM TEST CHARGES-WEIGHT ABOVE 17, BUT UP TO 20 TONNES (18 DAYS) | 330350 | TEST
10 | METT1.2 | MINIMUM TEST CHARGES-WEIGHT ABOVE 2, BUT UP TO 4 TONNES (7DAYS) | 127050 | TEST
10 | METT1.6 | MINIMUM TEST CHARGES-WEIGHT ABOVE 20, BUT UP TO 25 TONNES | 797000 | TEST
10 | METT1.6 | MINIMUM TEST CHARGES-WEIGHT ABOVE 20, BUT UP TO 25 TONNES (25 DAYS) | 531000 | TEST
10 | METT1.10 | MINIMUM TEST CHARGES-WEIGHT ABOVE 20, BUT UPTO 22 TONNES (19 DAYS) | 358500 | TEST
10 | METT1.11 | MINIMUM TEST CHARGES-WEIGHT ABOVE 22, BUT UPTO 25 TONNES (21 DAYS) | 393250 | TEST
10 | METT1.11 | MINIMUM TEST CHARGES-WEIGHT ABOVE 22, BUT UPTO 25 TONNES (21 DAYS) | 439450 | TEST
10 | METT-1.7 | MINIMUM TEST CHARGES-WEIGHT ABOVE 25 MT | 550000 | TEST
10 | METT-1.7 | MINIMUM TEST CHARGES-WEIGHT ABOVE 25 MT | 797000 | TEST
10 | METT-1.7 | MINIMUM TEST CHARGES-WEIGHT ABOVE 25 MT | 626000 | TEST
10 | METT-1.7 | MINIMUM TEST CHARGES-WEIGHT ABOVE 25 MT | 569000 | TEST
10 | METT-1.7 | MINIMUM TEST CHARGES-WEIGHT ABOVE 25 MT(15 DAYS) | 607000 | TEST
10 | METT1.3 | MINIMUM TEST CHARGES-WEIGHT ABOVE 4, BUT UPTO 6 TONNES (8 DAYS) | 168550 | TEST
10 | METT1.3 | MINIMUM TEST CHARGES-WEIGHT ABOVE 5, BUT UPTO 10 TONNES (9 DAYS) | 321000 | TEST
10 | METT1.4 | MINIMUM TEST CHARGES-WEIGHT ABOVE 6, BUT UPTO 8 TONNES (9 DAYS) | 189950 | TEST
10 | METT1.5 | MINIMUM TEST CHARGES-WEIGHT ABOVE 8, BUT UP TO 10 TONNES (11 DAYS) | 214000 | TEST
10 | METT1.1 | MINIMUM TEST CHARGES-WEIGHT UPT 2 TONNES (6 DAYS) | 107100 | TEST
10 | METT1.1 | MINIMUM TEST CHARGES-WEIGHT UPTO 1 TONNES (4 DAYS) | 161000 | TEST
10 | METT 1.5 | MINIMUM TEST CHARGES( FOR SIX TESTS ONLY), (TOWER WEIGHT:18.5 TONNES) METT 1.5 | 450000 | NOS
10 | METT1.7 | MINIMUM TEST CHARGES(for addl.wt. over 25T) | 1158000 | TEST
10 | METT1.7 | MINIMUM TEST CHARGES(for addl.wt. over 25T) | 1120000 | TEST
10 | METT1.7 | MINIMUM TEST CHARGES(for addl.wt. over 25T) | 1158000 | TEST
10 | METT 3.2 | MULTICIRCUIT TOWERS | 863950 | TEST
10 | METT 3.2 | MULTICIRCUIT TOWERS | 1418500 | TEST
10 | METT 3.2 | MULTICIRCUIT TOWERS | 1447375 | TEST
10 | METT 3.2 | MULTICIRCUIT TOWERS | 1389625 | TEST
10 | METT 3.2 | MULTICIRCUIT TOWERS | 1082450 | TEST
10 | METT 3.2 | MULTICIRCUIT TOWERS | 629275 | TEST
10 | METT4.1 | OVER OCCUPATION CHARGES | 21500 | DAY
10 | METT4.1 | OVER OCCUPATION CHARGES | 26000 | DAY
10 | OVER OCCUPATION CHARGES (FOR 2 DAYS) METT 4.1b | OVER OCCUPATION CHARGES (FOR 2 DAYS) METT 4.1b | 52000 | TEST
10 | OVER OCCUPATION CHARGES (FOR 3 DAYS) METT 4.1 e | OVER OCCUPATION CHARGES (FOR 3 DAYS) METT 4.1 e | 78000 | TEST
10 | METT5.5 | POST LOAD VERIFICATION OF LOAD CELLS AND INDICATORS | 2200 | LOAD CELL
10 | METT5.5 | POST LOAD VERIFICATION OF LOAD CELLS AND INDICATORS | 2650 | TEST
10 | DCCD A 42 | PRECEE TEST ON ARMOUR WIRES/GALVANIZING TEST ON ON STEEL WIRE OF CONDUCTOR | 700 | PER TEST
10 | DCCD A 41 | PRECEE TEST ON GALVANIZED MATERIALS (OTHER THAN ARMOUR WIRES/STRIPES MORE THAN 10 CM DIA/HEIGHT | 3750 | PER TEST
10 | DCCD A 40 | PRECEE TEST ON GALVANIZED MATERIALS OTHER THAN ARMOUR WIRES/STRIPES LESS THAN 10 CMS DIA/HEIGHT | 1600 | PER TEST
10 | PAGE 150 | PRELIMINARY REPORTS | 400 | TEST
10 | METT 7.4 | QUAD TENSION INSULATOR STRING OR DOUBLE "V" STRING | 112000 | TEST
10 | METT 7.4 | QUAD TENSION INSULATOR STRING OR DOUBLE "V" STRING - TESTS ON HYDRAULIC RAM | 85000 | TEST
10 | METT4.2 | RE-TEST CHARGES (FOR ALL CATEGORIES OF TOWERS) | 18000 | TEST
10 | RESISTANCE TEST ON ALUMINIUM WIRES-21686 | RESISTANCE TEST ON ALUMINIUM WIRES-21686 | 42 | TEST
10 | METT4.5c | RIGGING CHARTS PREPARED FOR TOWER, BUT TOWER HAS NOT BEEN TESTED. | 28350 | TEST
10 | METT4.5c | RIGGING CHARTS PREPARED FOR TOWER, BUT TOWER HAS NOT BEEN TESTED. | 50000 | TEST
10 | MEDC1 | SAG-TENSION | 7750 | TEST
10 | MEDC1 | SAG-TENSION | 7750 | TEST
10 | MEDC1 | SAG-TENSION | 15500 | TEST
10 | MEDC1 | SAG-TENSION | 15500 | TEST
10 | METT 7.2 | SINGLE SUSPENSION/TENSION INSULATOR STRING | 42000 | TEST
10 | METT 7.2 | SINGLE SUSPENSION/TENSION INSULATOR STRING | 62000 | TEST
10 | METT 7.2 | SINGLE SUSPENSION/TENSION INSULATOR STRING - TESTS ON HYDRAULIC RAM | 48550 | TEST
10 | SLIPPAGE TEST -14751 | SLIPPAGE TEST -14751 | 29160.2 | TEST
10 | MEDC10 | SPECIAL TOWERS / MULTI-CIRCUIT TOWERS | 127500 | TEST
10 | MEDC2 | SPECIAL TOWERS / MULTI-CIRCUIT TOWERS | 127500 | TEST
10 | MED/TRF/01/I&P/19-20 | STRESS-STRAIN TEST ON COMPLETE ON ACSR/AL59 CONDUCTOR/EARTH WIRE & EQUIVALENT CONDUCTOR | 52500 | TEST
10 | MEDC2 | TENDER DESIGN | 31950 | TEST
10 | MEDC2 | TENDER DESIGN | 31950 | TEST
10 | MEVB11 | TENSILE & COMPRESSIVE TEST ON QUAD SPACER/SPACER DAMPER SUITABLE FOR QUAD CONDUCTOR/CANTILEVER/BENDI | 21500 | TEST
10 | MEVB11 | TENSILE & COMPRESSIVE TEST ON QUAD SPACER/SPACER DAMPER SUITABLE FOR QUAD CONDUCTOR/CANTILEVER/BENDI | 21500 | TEST
10 | MEVB12 | TENSILE & COMPRESSIVE TEST ON QUAD SPACER/SPACER DAMPER SUITABLE FOR QUAD CONDUCTOR/CANTILEVER/BENDI | 32250 | TEST
10 | MEVB12 | TENSILE & COMPRESSIVE TEST ON QUAD SPACER/SPACER DAMPER SUITABLE FOR QUAD CONDUCTOR/CANTILEVER/BENDI | 32250 | TEST
10 | DCCD A-51 | TENSILE STRENGTH/ELONGATION AT BREAK/BREAKING LOAD TEST ON AL WIRE/STEEL WIRE/TORSION TEST ON STEEL | 3100 | PER TEST
10 | MEDT-2.7 | TEST AS PER IEC/CLIENT'S REQUIRMENT | 28790 | TEST
10 | MEDT-2.7 | TEST AS PER IEC/CLIENT'S REQUIRMENT | 24750 | TEST
10 | MEDT-2.7 | TEST AS PER IEC/CLIENT'S REQUIRMENT | 43945 | TEST
10 | METT-2.7 | TEST AS PER IEC/CLIENT'S REQUIRMENT | 25300 | TEST
10 | MEDT-2.7 | TEST AS PER IEC/CLIENT'S REQUIRMENT | 38400 | TEST
10 | TEST BED OCCUPATIONAL CHARGES PER DAY (FOR 4 DAYS) | TEST BED OCCUPATIONAL CHARGES PER DAY (FOR 4 DAYS) | 26000 | TEST
10 | TEST BED OCCUPATIONAL CHARGES PER DAY (FOR 4 DAYS) METT 4.1 | TEST BED OCCUPATIONAL CHARGES PER DAY (FOR 4 DAYS) METT 4.1 | 26000 | TEST
10 | MEVB7 | TEST CHARGES PER HOUR FOR FATIGUE TEST ONLY | 1200 | TEST
10 | MEVB7 | TEST CHARGES PER HOUR FOR FATIGUE TEST ONLY | 1200 | TEST
10 | MEVB7 | TEST CHARGES PER HOUR FOR FATIGUE TEST ONLY | 2400 | HOUR
10 | MEVB17 | TEST CHARGES PER HOUR(FOR ALL TESTS EXCEPT FATIGUE TEST) | 2000 | TEST
10 | 1 | TEST CHARGES PER HOUR(FOR ALL TESTS EXCEPT FATIGUE TEST) | 1500 | TEST
10 | 1 | TEST CHARGES PER HOUR(FOR ALL TESTS EXCEPT FATIGUE TEST) | 1500 | TEST
10 | 1 | TEST CHARGES PER HOUR(FOR ALL TESTS EXCEPT FATIGUE TEST) | 1500 | TEST
10 | 1 | TEST CHARGES PER HOUR(FOR ALL TESTS EXCEPT FATIGUE TEST) | 1500 | TEST
10 | MEVB17 | TEST CHARGES PER HOUR(FOR ALL TESTS EXCEPT FATIGUE TEST) | 2000 | TEST
10 | MEVB17 | TEST CHARGES PER HOUR(FOR ALL TESTS EXCEPT FATIGUE TEST) | 3000 | TEST
10 | DCCD-A 46 | TEST FOR THICKNESS/DIA OF LEAD SHEATH/ARMOUR WIRES/STRIPS/TAPES/DIA OF ARMOUR SHEETS/MEASUREMENT OF | 850 | PER TEST
10 | MANUAL BILL | TESTING OF 110 KV S/C OHL TOWER NO.1 & 3 AT RIVER CROSSING | 321000 | TEST
10 | MANUAL BILL | TESTING OF 110 KV S/C OHL TOWER NO.1 & 3 AT RIVER CROSSING | 72000 | TEST
10 | TESTING OF 110 KV S/C OHL TOWER NO.1 & 3 AT RIVER CROSSING | CHARGES FOR DEAD END LOAD CASES METT 2.6 | 34000 | TEST
10 | TESTING OF 110 KV S/C OHL TOWER NO.1 & 3 AT RIVER CROSSING | CHARGES FOR TESTING AS PER IEC STANDARDS 10% OF S.NO.1 - METT 2.7 | 32100 | TEST
10 | MANUAL BILL | TESTING OF 110 KV S/C OHL TOWER NO.1 & 3 AT RIVER CROSSING | 80250 | TEST
10 | TESTING OF 110 KV S/C OHL TOWER NO.1 & 3 AT RIVER CROSSING | CHARGES FOR OVER OCCUPATION (1DAY) - METT 4.1(D) | 26000 | TEST
10 | MANUAL BILL | TESTING OF 110 KV S/C OHL TOWER NO.1 & 3 AT RIVER CROSSING | 36000 | TEST
10 | TESTING OF 110 KV S/C OHL TOWER NO.1 & 3 AT RIVER CROSSING | CHARGES FOR EXTRA TEST REPORT (1COPY) METT 5.4(ii) | 10000 | TEST
10 | MANUAL BILL | TESTING OF 110 KV S/C OHL TOWER NO.1 & 3 AT RIVER CROSSING | 34015 | TEST
10 | MANUAL BILL | TESTING OF 220 KV D/C TYPE "NBB60" (0-60 DEG) TOWER WITH +10M | 626000 | TEST
10 | MANUAL BILL | TESTING OF 220 KV D/C TYPE "NBB60" (0-60 DEG) TOWER WITH +10M | 72000 | TEST
10 | MANUAL BILL | TESTING OF 220 KV D/C TYPE "NBB60" (0-60 DEG) TOWER WITH +10M | 72000 | TEST
10 | MANUAL BILL | TESTING OF 220 KV D/C TYPE "NBB60" (0-60 DEG) TOWER WITH +10M | 34000 | TEST
10 | MANUAL BILL | TESTING OF 220 KV D/C TYPE "NBB60" (0-60 DEG) TOWER WITH +10M | 156500 | TEST
10 | MANUAL BILL | TESTING OF 7.2 M HEIGHT TRACTION MAST FOR LINE 10-60 OLI | 161000 | TEST
10 | MANUAL | TESTING OF 7.2 M HEIGHT TRACTION MAST FOR LINE 10-60 OLI | 16100 | TEST
10 | MANUAL BILL | TESTING OF 7.2 M HEIGHT TRACTION MAST FOR LINE 10-60 OLI | 40250 | TEST
10 | MANUAL BILL | TESTING OF 7.2 M HEIGHT TRACTION MAST FOR LINE 10-60 OLI | 10000 | TEST
10 | TESTING OF 7.5 M HEIGHT TRACTION MAST FOR DEPOT 1027 | MINIMUM TEST CHARGES (FOR SIX TESTS ONLY), (MAST WEIGHT:0337 M.T) METT 1.1 | 161000 | TEST
10 | TESTING OF 7.5 M HEIGHT TRACTION MAST FOR DEPOT 1027 | CHARGES FOR TESTS AS PER IEC (10% OF SI.NO.1) METT 2.7 | 16100 | TEST
10 | TESTING OF 7.5 M HEIGHT TRACTION MAST FOR DEPOT 1027 | CHARGES FOR DESTRUCTION TEST (25% OF SI.NO.1) METT 2.1 | 40250 | TEST
10 | TESTING OF 7.5 M HEIGHT TRACTION MAST FOR DEPOT 1027 | CHARGES FOR EXTRA TEST REPORT (1 COPY) METT 5.4 | 10000 | TEST
10 | METT-2.7 | TESTS CONDUCTED AS PER IEC / CLIENT'S REQUIREMENT (10% OF MIN. TEST CHARGES) | 28790 | TEST
10 | METT 2.7 | TESTS CONDUCTED AS PER IEC / CLIENT'S REQUIREMENT (10% OF MIN. TEST CHARGES) | 35850 | TEST
10 | VIB- METT-7.2 | TESTS ON HYDRAULIC RAM - SINGLE SUSPENSION/TENSION INSULATOR STRING. | 40000 | TEST
10 | METT7.3 | TESTS ON HYDRAULIC RAM-DOUBLE TENSION INSULATOR STRING OR SINGLE "V" STRING | 63750 | TEST
10 | METT7.3 | TESTS ON HYDRAULIC RAM-DOUBLE TENSION INSULATOR STRING OR SINGLE "V" STRING | 80000 | TEST
10 | METT7.1 | TESTS ON HYDRAULIC RAM-HARDWARE SAMPLE | 31950 | TEST
10 | METT7.1 | TESTS ON HYDRAULIC RAM-HARDWARE SAMPLE | 40000 | TEST
10 | METT7.4 | TESTS ON HYDRAULIC RAM-QUAD TENSION INSULATOR STRING OR DOUBLE "V" STRING | 89250 | TEST
10 | METT7.4 | TESTS ON HYDRAULIC RAM-QUAD TENSION INSULATOR STRING OR DOUBLE "V" STRING | 112000 | TEST
10 | METT7.2 | TESTS ON HYDRAULIC RAM-SINGLE SUSPENSION/TENSION INSULATOR STRING | 51000 | test
10 | METT7.2 | TESTS ON HYDRAULIC RAM-SINGLE SUSPENSION/TENSION INSULATOR STRING | 62000 | TEST
10 | TORSION TEST ON STEEL WIRE-21684 | TORSION TEST ON STEEL WIRE-21684 | 56 | TEST
10 | METT4.2.2 | TOWER INVOLVING PATIAL DISMANTLING AND ERECTION | 787219 | TEST
10 | METT4.2.2 | TOWER INVOLVING PATIAL DISMANTLING AND ERECTION | 995625 | TEST
10 | METT4.2.2 | TOWER INVOLVING PATIAL DISMANTLING AND ERECTION | 464250 | TEST
10 | METT4.2.2 | TOWER INVOLVING PATIAL DISMANTLING AND ERECTION | 2086500 | TOWER
10 | METT4.2.2 | TOWER INVOLVING PATIAL DISMANTLING AND ERECTION | 590250 | TOWER
10 | METT4.2.2 | TOWER INVOLVING PATIAL DISMANTLING AND ERECTION | 1589625 | TOWER
10 | METT4.2.1 | TOWER, WHICH DO NOT REQUIRE DISMANTLING & RE ERECTION, BUT REQUIRES ONLY REPLACEMENT OF FAILED MEMBE | 14850 | TEST
10 | HVT1A2.24 | VERIFICATION OF DIMENSION | 750 | TEST
10 | HVT1A2.25 | VISUAL EXAMINATION | 600 | TEST
10 | WRAPPING TEST ON ALUMINIUM AND STEELWIRES-21685 | WRAPPING TEST ON ALUMINIUM AND STEELWIRES-21685 | 9 | TEST
10 | WRAPPING TEST ON ALUMINIUM WIRE/ STEEL WIRE -21685 | WRAPPING TEST ON ALUMINIUM WIRE/ STEEL WIRE -21685 | 9 | TEST
10 | DCCD A-76 | WRAPPING TEST ON ALUMINUM WIRE/STEEL WIRE/ADHESION TEST ON STEEL WIRE | 500 | PER SAMPLE
11 | *SAMPLE PREPARATION FOR QUASI STATIC TESTS(MECHANICAL) | *SAMPLE PREPARATION FOR QUASI STATIC TESTS(MECHANICAL) | 2000 | NOS
11 | EPSTEIN | AGEING | 1500 | TEST
11 | AGEING CHARGES@225 DEGREE .C FOR 24 HRS-17409 | AGEING CHARGES@225 DEGREE .C FOR 24 HRS-17409 | 2165 | NOS
11 | SST | AGEING OF SAMPLES | 1500 | TEST
11 | MT-7a | ASH ANALYSIS/DEPOSIT ANALYSIS; BY ICP- SILICA. | 1000 | TEST
11 | MT-7a | ASH ANALYSIS/DEPOSIT ANALYSIS; BY ICP- SILICA. | 1200 | TEST
11 | MT-7c | ASH ANALYSIS/DEPOSIT ANALYSIS: BY ICP- IRON OXIDE | 1000 | TEST
11 | MT-7c | ASH ANALYSIS/DEPOSIT ANALYSIS: BY ICP- IRON OXIDE | 1200 | TEST
11 | MT-7b | ASH ANALYSIS/DEPOSIT ANALYSIS: BY ICP-ALUMINA | 1000 | TEST
11 | MT-7b | ASH ANALYSIS/DEPOSIT ANALYSIS: BY ICP-ALUMINA | 1200 | TEST
11 | MT-7e | ASH ANALYSIS/DEPOSIT ANALYSIS: BY ICP-CALCIUM OXIDE. | 1000 | TEST
11 | MT-7e | ASH ANALYSIS/DEPOSIT ANALYSIS: BY ICP-CALCIUM OXIDE. | 1200 | TEST
11 | MT-7f | ASH ANALYSIS/DEPOSIT ANALYSIS: BY ICP-MAGNESIUM OXIDE. | 1000 | TEST
11 | MT-7f | ASH ANALYSIS/DEPOSIT ANALYSIS: BY ICP-MAGNESIUM OXIDE. | 1200 | TEST
11 | MT-7i | ASH ANALYSIS/DEPOSIT ANALYSIS: BY ICP-POTASSIUM OXIDE. | 1000 | TEST
11 | MT-7i | ASH ANALYSIS/DEPOSIT ANALYSIS: BY ICP-POTASSIUM OXIDE. | 1200 | TEST
11 | MT-7h | ASH ANALYSIS/DEPOSIT ANALYSIS: BY ICP-SODIUM OXIDE. | 1000 | TEST
11 | MT-7h | ASH ANALYSIS/DEPOSIT ANALYSIS: BY ICP-SODIUM OXIDE. | 1200 | TEST
11 | MT-7g | ASH ANALYSIS/DEPOSIT ANALYSIS: BY ICP-SULPHUR TRIOXIDE. | 1000 | TEST
11 | MT-7g | ASH ANALYSIS/DEPOSIT ANALYSIS: BY ICP-SULPHUR TRIOXIDE. | 1200 | TEST
11 | MT-7d | ASH ANALYSIS/DEPOSIT ANALYSIS: BY ICP-TITANIUM DIOXIDE. | 1000 | TEST
11 | MT-7d | ASH ANALYSIS/DEPOSIT ANALYSIS: BY ICP-TITANIUM DIOXIDE. | 1200 | TEST
11 | MT-7j | ASH ANALYSIS/DEPOSIT ANALYSIS:BY ICP-MANGANESE OXIDE. | 1000 | TEST
11 | MT-7j | ASH ANALYSIS/DEPOSIT ANALYSIS:BY ICP-MANGANESE OXIDE. | 1200 | TEST
11 | MT-7k | ASH ANALYSIS/DEPOSIT ANALYSIS:BY ICP-PHOSPHORUS PENT OXIDE. | 1000 | TEST
11 | MT-7k | ASH ANALYSIS/DEPOSIT ANALYSIS:BY ICP-PHOSPHORUS PENT OXIDE. | 1200 | TEST
11 | MT-15 | BET SURFACE AREA ANALYSIS. | 2350 | TEST
11 | MT-14 | BET SURFACE AREA ANALYSIS. | 2850 | TEST
11 | 1.15 (i) | CHARGES FOR ADDITIONAL/DUPLICATE TEST REPORTS - FIRST COPY | 500 | TEST
11 | 1.15 (ii) | CHARGES FOR ADDITIONAL/DUPLICATE TEST REPORTS - FIRST COPY | 950 | TEST
11 | 1.15 (iii) | CHARGES FOR ADDITIONAL/DUPLICATE TEST REPORTS - FIRST COPY | 1350 | TEST
11 | 1.15 (iv) | CHARGES FOR ADDITIONAL/DUPLICATE TEST REPORTS - FIRST COPY | 1850 | TEST
11 | 1.15 (v) | CHARGES FOR ADDITIONAL/DUPLICATE TEST REPORTS - FIRST COPY | 3400 | TEST
11 | 1.15 (I) | CHARGES FOR ADDITIONAL/DUPLICATE TEST REPORTS - SECOND COPY | 550 | TEST
11 | 1.15 (ii) | CHARGES FOR ADDITIONAL/DUPLICATE TEST REPORTS - SECOND COPY | 1000 | TEST
11 | 1.15 (iii) | CHARGES FOR ADDITIONAL/DUPLICATE TEST REPORTS - SECOND COPY | 1450 | TEST
11 | 1.15 (iv) | CHARGES FOR ADDITIONAL/DUPLICATE TEST REPORTS - SECOND COPY | 2000 | TEST
11 | 1.15 (v) | CHARGES FOR ADDITIONAL/DUPLICATE TEST REPORTS - SECOND COPY | 3550 | TEST
11 | MTD/TRF/2/11-3-13 | CHEMICAL ANALYSIS BY OPTICAL EMISSION SPECTROSCOPY/XRF | 2300 | TEST
11 | MT-28 | CHEMICAL ANALYSIS OF METALLIC MATERIALS. | 950 | TEST
11 | MT-27 | CHEMICAL ANALYSIS OF METALLIC MATERIALS. | 1150 | TEST
11 | MTD/TRF/02/8-9-14 | CHEMICAL COMPOSITON OF ALUMINIUM A1 WIRE/ROD | 6000 | TEST
11 | MTD/TRF/02/8-9-14 | CHEMICAL COMPOSITON OF STEEL WIRE/ROD | 6000 | TEST
11 | CONDITION MONITORING DIAGNOSTIC TESTSON ELECTRICAL EQUIPMENT DURING 2020-21 | CONDITION MONITORING DIAGNOSTIC TESTSON ELECTRICAL EQUIPMENT DURING 2020-21 | 3877500 | NOS
11 | CONSULTANCY WORK ON PHASE -2 PROGRAMME ON THE ROOT CAUSE ANALYSIS OF VIBRATION IN UNIT#4 MACHINE AT | SABARIGIRI HEP, MOOZHIAR | 2150000 | PROJECT
11 | 1.16 (3) | CONSULTANCY-ADDITIONAL DIRECTOR / ENGINEERING OFFICER GR. 6 | 11850 | TEST
11 | 1.16 (3) | CONSULTANCY-ADDITIONAL DIRECTOR / ENGINEERING OFFICER GR. 6 | 29650 | DAY
11 | 1.16 (2) | CONSULTANCY-DIRECTOR | 12500 | TEST
11 | 1.16 (2) | CONSULTANCY-DIRECTOR | 31250 | DAY
11 | 1.16 (1) | CONSULTANCY-DIRECTOR GENERAL | 13200 | TEST
11 | 1.16 (1) | CONSULTANCY-DIRECTOR GENERAL | 33000 | DAY
11 | 1.16 (4) | CONSULTANCY-JOINT DIRECTOR / ENGINEERING OFFICER GR 5 | 11100 | TEST
11 | 1.16 (4) | CONSULTANCY-JOINT DIRECTOR / ENGINEERING OFFICER GR 5 | 27750 | DAY
11 | 1.16 (7) | CONSULTANCY-SCIENTIFIC/ENGINEERIG OFFICER GR. 2 | 7000 | TEST
11 | 1.16 (7) | CONSULTANCY-SCIENTIFIC/ENGINEERIG OFFICER GR. 2 AND BELOW | 17500 | DAY
11 | 1.16 (6) | CONSULTANCY-SCIENTIFIC/ENGINEERING OFFICER GR. 3 | 8350 | TEST
11 | 1.16 (6) | CONSULTANCY-SCIENTIFIC/ENGINEERING OFFICER GR. 3 | 20900 | DAY
11 | 1.16 (5) | CONSULTANCY-SCIENTIFIC/ENGINEERING OFFICER GR. 4 | 9100 | TEST
11 | 1.16 (5) | CONSULTANCY-SCIENTIFIC/ENGINEERING OFFICER GR. 4 | 22750 | DAY
11 | METT 6.1 | CONVENTIONAL TESTS SUCH AS COMPRESSION, TENSIL, HARDNESS, BEND, SHEAR ON METAL & HARDWARES | 3600 | TEST
11 | METT 6.1 | CONVENTIONAL TESTS SUCH AS COMPRESSION, TENSILE, HARDNESS, BEND, SHEAR AND LOAD VERIFICATION TESTS | 3000 | TEST
11 | EPSTEIN | CORE LOSS BY EPSTEIN | 3500 | TEST
11 | MTD | CORROSION MAPPING IN 1ST PASS OF BOILER#5 , BTPS M/S.WBPDCL WEST BENGAL (14720@152/2) 50% OF BILLING | 152 | NOS
11 | CORROSION MAPPING OF WATER WALL TUBES | IN STAGE 1 OF 200MW BOILER AT NTPC, RAMAGUNDAM | 150 | TEST
11 | CORROSION MAPPING OF WATER WALL TUBES IN ONE BOILER (CPP) IN UNIT #8 | CORROSION MAPPING OF WATER WALL TUBES IN ONE BOILER (CPP) IN UNIT #8 | 160 | TEST
11 | MT-20 | CORROSION TEST: SALT SPRAY | 8150 | / 100 HRS.
11 | MT-19 | CORROSION TEST: SALT SPRAY | 9800 | / 100 HRS.
11 | EPSTEIN | DUCTILITY(BEND TEST) | 1500 | TEST
11 | EPSTEIN SURFACE INSULATION RESISTIVITY | EPSTEIN SURFACE INSULATION RESISTIVITY | 2500 | NOS
11 | MTD/TRF/2/11-3-13 | EROSION RESISTENACE PER GANGE (AIR JET/SLURRY/SLIT EROSION TEST) | 4000 | TEST
11 | ESTIMATION OF PLATE THICKNESS OF | 5 PENSTOCK ;INES THROUGH ULTRASONIC METHODS AT CLOSED INTERVAL TO DETECT FLAWS IN THE SHELL TOP ASSESS THE LOSS OF THICKNESS DUE TO RUSTING AND ABRASION AT SHARAVATHY GENERATING STATION | 2180250 | TEST
11 | ESTIMATION OF PLATE THICKNESS OF FIVE(5) PENSTOCK LINES THROUGH ULTRASONIC METHOD AT CLOSED INTERVAL | WITH A VIEW TO DETECT FLAAWS IN THE SHELL & TO ASSESS THE LOSS OF THICKNESS DUE TO RUSTING AND ABRASION FROM VALVE HOUSE TO SHARAVATHY GENERATING STATION-REG | 2180250 | RATE
11 | FAILURE ANALYSIS OF TURBINE BLADE DAMAGE AND DEPOSITES IN HIP & LP TURBINE UNIT#3 | AND TESTING OF FINAL SUPERHEATER & REHEATER TUBE TESTING | 898000 | TEST
11 | FAILURE/METALLAYICAL ANALYSIS OF BOILER TUBE SSAMPLE FOR SEIL, NELLORE | FAILURE/METALLAYICAL ANALYSIS OF BOILER TUBE SSAMPLE FOR SEIL, NELLORE | 130000 | TEST
11 | MT-27 | FATIGUE AND FRACTURE TOUGHNESS TESTING (CHARGES PER SHIFT) | 2800 | TEST
11 | MT-26 | FATIGUE AND FRACTURE TOUGHNESS TESTING (CHARGES PER SHIFT) | 3400 | TEST
11 | TRF/01/02.01.2018 | FATIGUE CRACK GROWTH RATE TEST | 24000 | TEST
11 | MTD/TRF/2/11-3-13 | FATIGUE TEST(ABOVE100000 CYCLES) | 2400 | Hr
11 | MTD/TRF/2/11-3-13 | FATIGUE TEST(UPTO 100000 CYCLES) | 3000 | Hr
11 | MT-26 | FLY ASH PRODUCT DEVELOPMENT | 63800 | TEST
11 | MT-25 | FLY ASH PRODUCT DEVELOPMENT | 76600 | TEST
11 | MT-40 | FLYASH RESISTIVITY TEST. | 4300 | TEST
11 | MT-39 | FLYASH RESISTIVITY TEST. | 5200 | TEST
11 | MT-25 | FOUR BALL LUBRICATION (WELD POINT) | 2600 | TEST
11 | MT-24 | FOUR BALL LUBRICATION (WELD POINT) | 3150 | TEST
11 | TRF/01/02.01.2018 | FRACTURE TOUGHNESS TEST | 14400 | TEST
11 | MT-9 | FUSION TEMPERATURE OF COAL IN OXIDISING ATMOSPHERE. | 1650 | TEST
11 | MT-9 | FUSION TEMPERATURE OF COAL IN OXIDISING ATMOSPHERE. | 2000 | TEST
11 | MT-5 b | GROSS CALORIFIC VALUE AS RECEIVED BASIS | 850 | TEST
11 | MT-5 b | GROSS CALORIFIC VALUE AS RECEIVED BASIS | 1050 | TEST
11 | MT-5a | GROSS CALORIFIC VALUE ON EQUILIBRATION BASIS | 1600 | TEST
11 | MT-5a | GROSS CALORIFIC VALUE ON EQUILIBRATION BASIS | 1950 | TEST
11 | GROSS CALORIFIC VALUE ON EQUILIBRATION BASIS (60% RH AND 40deg.C) - new | GROSS CALORIFIC VALUE ON EQUILIBRATION BASIS (60% RH AND 40deg.C) - new | 2200 | per test
11 | MT-24 | JET EROSION (PER ANGLE) | 950 | TEST
11 | MT-23 | JET EROSION (PER ANGLE) | 1150 | TEST
11 | DCCD-H1(A) | LAMINATION THICKNESS | 1100 | TEST
11 | MTD/TRF/2/11-3-13 | LOAD VERIFICATIONI TEST(WEIGHING SYSTEM/SCALES) | 7500 | TEST
11 | MAGNETIC POLARIZATION | MAGNETIC POLARIZATION | 4639 | NOS
11 | MTD/TRF/2/11-3-13 | MECHANICAL PROPERTIES EVALUATION(TENSILE/COMPRESSIVE/BENDING/IMPACT/HARDNESS) | 3600 | TEST
11 | MT-39 | MECHANICAL TESTS (ASTM-A307) FOR METALLIC MATERIALS | 1650 | TEST
11 | MT-38 | MECHANICAL TESTS (ASTM-A307) FOR METALLIC MATERIALS | 2000 | TEST
11 | MT-38 | METALLOGRAPHIC/SURFACE PREPARATION | 4350 | TEST
11 | MT-37 | METALLOGRAPHIC/SURFACE PREPARATION | 5250 | TEST
11 | MT-12 | MICROHARDNESS TEST DIN 51303 | 1450 | TEST
11 | MT-13 | MICROHARDNESS TESTER DIN 51303 | 1200 | TEST
11 | MINIMUM ORDER VALUE - TESTING OF EQUIPMENT | MINIMUM ORDER VALUE - TESTING OF EQUIPMENT | 10000 | TEST
11 | MINIMUM ORDER VALUE - TESTING OF MATERIALS | MINIMUM ORDER VALUE - TESTING OF MATERIALS | 2400 | TEST
11 | 1.15 (vii) | MINIMUM TEST CHARGES (ISSUE OF REPORT) | 2000 | TEST
11 | PAGE 147 | MINIMUM TEST CHARGES FOR CONDUCTING TEST AND ISSUE OF TEST REPORT | 2400 | TEST
11 | MT-14 | OPTICAL MICROSCOPE (METALLOGRAPHY) | 1200 | TEST
11 | MT-13 | OPTICAL MICROSCOPE (METALLOGRAPHY) | 1450 | TEST
11 | MTD/TRF/2/11-3-13 | OPTICAL MICROSCOPY(MICROGRAPH/COATING THINCKNESS MEASUREMENT) | 3000 | TEST
11 | MT-16 | PARTICLE SIZE ANALYSIS | 2900 | TEST
11 | MT-15 | PARTICLE SIZE ANALYSIS | 3500 | TEST
11 | MT-29 | PELLETISATION | 7200 | TEST
11 | MT-28 | PELLETISATION | 8650 | TEST
11 | EPSTEIN | PERMIABILITY = POLARIZATION | 3500 | TEST
11 | MT-21 | PIN ON DISC FRICTION/WEAR. | 1000 | TEST
11 | MT-20 | PIN ON DISC FRICTION/WEAR. | 1200 | TEST
11 | EPSTEIN | POLARIZATION BY EPSTEIN | 3500 | TEST
11 | SST | POLARIZATION BY SST | 3500 | TEST
11 | DCCD-A40 | PRECEE TEST ON GALVANISED MATERIALS (OTHER THAN ARMOUR WIRES/STRIPES) FOR SAMPLES LESS THAN 10 CM D | 1300 | TEST
11 | PRELIMINARY INSPECTION VISIT FOR ROOT CAUSE ANALYSIS REPORT ON | FAILURE OF RUNNER AERATION CONE AT NPH UNIT-3 | 398000 | TEST
11 | MTD | PRELIMINARY INSPECTION@UNI#4 AT SABARIGIRI HEP | 315000 | VISIT
11 | MT-3 | PROXIMATE ANALYSIS OF EQUILIBRATION BASIS (AIR DRIED BASIS) | 1850 | TEST
11 | MT-3 | PROXIMATE ANALYSIS OF EQUILIBRATION BASIS (AIR DRIED BASIS) | 2250 | TEST
11 | MT-4 | PROXIMATE ANALYSIS ON AS RECEIVED BASIS | 1050 | TEST
11 | MT-4 | PROXIMATE ANALYSIS ON AS RECEIVED BASIS | 1300 | TEST
11 | MT-1 | PROXIMATE ANALYSIS ON EQUILIBRATION BASIS (60% RH & 40 DEG. C) | 1850 | TEST
11 | MT-1 | PROXIMATE ANALYSIS ON EQUILIBRATION BASIS (60% RH & 40 DEG. C) | 2250 | TEST
11 | MT-2 | PROXIMATE ANALYSIS ON EQUILIBRATION BASIS (90% RH & 40 DEG. C | 1850 | TEST
11 | MT-2 | PROXIMATE ANALYSIS ON EQUILIBRATION BASIS (90% RH & 40 DEG. C | 2250 | TEST
11 | PROXIMATE ANALYSIS ON EQUILIBRATION BASIS(60% RH 40 deg.C) -NEW | PROXIMATE ANALYSIS ON EQUILIBRATION BASIS(60% RH 40 deg.C) -NEW | 2800 | PER TEST
11 | MT-8 | PYRITES IN COAL | 1200 | TEST
11 | MT-8 | PYRITES IN COAL | 1450 | TEST
11 | TRF/01/02.01.2018 | RESIDUAL STRESS ANALYSIS/RETAINED AUSTENITE MEASUREMENT BY XRD | 6000 | TEST
11 | MTD/TRF/2/11-3-13 | RESIDUAL STRESS MEASUREMENT | 5400 | TEST
11 | INS-2 | RESISTIVITY | 1800 | TESTS
11 | RLA STUDY OF GENERATOR TURBINE SHAFTS T IDUKKI POWER STATION IHEP | IHEP- PERIODICAL MONITORING TEST OF THE GENERATION SHAFT OF UNITNO-2 OF IDUKKI UNDERGROUND POWER HOUSE AT MOOLAMATTOM | 1360000 | TEST
11 | ROOT CAUSE ANALYSIS AND METALLURGICAL ANALYSIS OF FAILED TUBES OF RE-HEATER COILS OF UNIT 1 & 5 | AND FAILED TUBES OF WATER WALL OF UNIT - 2 | 140000 | TEST
11 | ROOT CAUSE ANALYSIS OF FAILURE OF BOILER TUBES | ROOT CAUSE ANALYSIS OF FAILURE OF BOILER TUBES | 130000 | TEST
11 | MT-22 | RUBBER WHEEL | 950 | TEST
11 | MT-21 | RUBBER WHEEL | 1150 | TEST
11 | MT-36 | SAMPLE PREPARATION FOR DYNAMIC TESTS (MECHANICAL) | 3000 | TEST
11 | MT-35 | SAMPLE PREPARATION FOR DYNAMIC TESTS (MECHANICAL) | 3600 | TEST
11 | MT-35 | SAMPLE PREPARATION FOR QUASI STATIC TESTS (MECHANICAL) | 2100 | TEST
11 | MT-34 | SAMPLE PREPARATION FOR QUASI STATIC TESTS (MECHANICAL) | 2550 | TEST
11 | SAMPLE PREPARATION FOR REFEREE COAL SAMPLE IN THE RANGE OF MINUS 212 MICRONS | SAMPLE PREPARATION FOR REFEREE COAL SAMPLE IN THE RANGE OF MINUS 212 MICRONS | 300 | PER SAMPLE
11 | SAMPLE PREPARATION FOR REFEREE COAL SAMPLE IN THE RANGE OF MINUS 212 MICRONS. | SAMPLE PREPARATION FOR REFEREE COAL SAMPLE IN THE RANGE OF MINUS 212 MICRONS. | 300 | PER SAMPLE
11 | MT-34 | SAMPLE PREPARATION FOR SPECTROSCOPY/NDE | 1350 | TEST
11 | MT-33 | SAMPLE PREPARATION FOR SPECTROSCOPY/NDE | 1650 | TEST
11 | MT-33 | SAMPLE PREPARATION FOR STRUCTURE/COMPOSITION | 800 | TEST
11 | MT-32 | SAMPLE PREPARATION FOR STRUCTURE/COMPOSITION | 1000 | TEST
11 | MT-37 | SAMPLE PREPARATION FOR WEAR TESTS | 1650 | TEST
11 | MT-36 | SAMPLE PREPARATION FOR WEAR TESTS | 2000 | TEST
11 | MT-32 | SAMPLE PREPARATION FOR YGP TEST | 2100 | TEST
11 | MT-31 | SAMPLE PREPARATION FOR YGP TEST | 2550 | TEST
11 | MT-11b | SCANNING ELECTRON MICROSCOPE - ENERGY DISPERSIVE X-RAY ANALYSIS - QUANTITATIVE | 4400 | TEST
11 | MT-11c | SCANNING ELECTRON MICROSCOPE - IMAGE ANALYSIS | 4400 | TEST
11 | MT-11a | SCANNING ELECTRON MICROSCOPE - MICROSTRUCTURE | 3150 | TEST
11 | MT-12b | SCANNING ELECTRON MICROSCOPE-ENERGY DISPERSIVE X-RAY ANALYSIS QUALITATIVE. | 2600 | TEST
11 | MT-12f | SCANNING ELECTRON MICROSCOPE-ENERGY DISPERSIVE X-RAY ANALYSIS QUANTITATIVE-IMAGE ANALYSIS. | 3650 | TEST
11 | MT-12d | SCANNING ELECTRON MICROSCOPE-ENERGY DISPERSIVE X-RAY ANALYSIS QUANTITATIVE. | 3650 | TEST
11 | MT-12e | SCANNING ELECTRON MICROSCOPE-IMAGE ANALYSIS-ENERGY DISPERSIVE X-RAY ANALYSIS-QUALITATIVE. | 3650 | TEST
11 | MT-12c | SCANNING ELECTRON MICROSCOPE-IMAGE ANALYSIS. | 2600 | TEST
11 | MT-12a | SCANNING ELECTRON MICROSCOPE. | 2600 | TEST
11 | DMLS A8 | SEDIMENT & SLUDGE | 1100 | TEST
11 | DMLS A8 | SEDIMENT & SLUDGE | 1350 | TEST
11 | SERVICE FOR BOILER TUBE FAILURE ROOT CAUSE ANALYSIS | SERVICE FOR BOILER TUBE FAILURE ROOT CAUSE ANALYSIS | 140000 | TEST
11 | MT-17 | SIEVE ANALYSIS | 1000 | TEST
11 | MT-16 | SIEVE ANALYSIS | 1200 | TEST
11 | MT-30 | SOUNDNESS TEST BY AUTOCLAVE METHOD | 1350 | TEST
11 | MT-29 | SOUNDNESS TEST BY AUTOCLAVE METHOD | 1650 | TEST
11 | SST | SPECIFIC CORE LOSS BY SST | 3500 | TEST
11 | SPECIFIC CORE LOSS-BEFORE AGEING-17407 | SPECIFIC CORE LOSS-BEFORE AGEING-17407 | 4640 | NOS
11 | EPSTEIN | STACKING FACTOR | 2500 | TEST
11 | STUDY FOR DETERMINING THE FLY ASH AVAILABILITY ON GROUND CONDITIONS AT RAICHUR TPS. | STUDY FOR DETERMINING THE FLY ASH AVAILABILITY ON GROUND CONDITIONS AT RAICHUR TPS. | 1150000 | RATE
11 | TRF/01/02.01.2018 | SURFACE ANALYSIS BY CONFOCAL MICROSCOPY | 5000 | TEST
11 | EPSTEIN | SURFACE INSULATION RESISTIVITY | 2500 | TEST
11 | MT-18 | TAP DENSITY TEST/BULK DENSITY TEST. | 850 | TEST
11 | MT-17 | TAP DENSITY TEST/BULK DENSITY TEST. | 1050 | TEST
11 | TECHNICAL AUDIT AND CRITICAL REVIEW OF REASONS FOR DEMURRAGE CHARGES | AT RTPS DURING THE PERIOD FROM AUG 2019 TO NOV 2019 | 1840000 | TEST
11 | TEST CHARGES PER HOUR FOR FTIGUE TEST ONLY | TEST CHARGES PER HOUR FOR FTIGUE TEST ONLY | 2400 | HOUR
11 | MT-19 | TRUE DENSITY TEST/SPECIFIC GRAVITY. | 850 | TEST
11 | MT-18 | TRUE DENSITY TEST/SPECIFIC GRAVITY. | 1050 | TEST
11 | MT-23 | TUNNEL EROSION (PER ANGLE) | 1000 | TEST
11 | MT-22 | TUNNEL EROSION (PER ANGLE) | 1200 | TEST
11 | MT-6a | ULTIMATE ANALYSIS -CARBON & HYDROGEN | 1000 | TEST
11 | MT-6a | ULTIMATE ANALYSIS -CARBON & HYDROGEN | 1200 | TEST
11 | MT-6b | ULTIMATE ANALYSIS-NITROGEN | 1000 | TEST
11 | MT-6b | ULTIMATE ANALYSIS-NITROGEN | 1200 | TEST
11 | MT-6c | ULTIMATE ANALYSIS-SULPHUR | 1000 | TEST
11 | MT-6c | ULTIMATE ANALYSIS-SULPHUR | 1200 | TEST
11 | MTD/TRF/2/11-3-13 | WEAR & ABRASION TEST(frictional test/Dry sand rubber wheel/Table abrasion test/four ball wear test) | 3500 | TEST
11 | MT-11c | X-RAY DIFFRACTION ANALYSIS - QUANTITATIVE | 7000 | TEST
11 | MT-11b | X-RAY DIFFRACTION ANALYSIS - SINGLE PHASE QUANTIFICATION (ALPHA QUARTZ) | 4500 | TEST
11 | MT-10e | X-RAY DIFFRACTOMETER ANALYSIS - QUALITATIVE/FULL PATTERN SCAN | 4500 | TEST
11 | MT-10b | X-RAY DIFFRACTOMETER - QUALITATIVE - 1/2 DIG/MIN | 1350 | TEST
11 | MT-10c | X-RAY DIFFRACTOMETER - QUALITATIVE- 1/4 DIG/MIN. | 1650 | TEST
11 | MT-10a | X-RAY DIFFRACTOMETER (XRD) ANALYSIS-QUALITATIVE/FULL PATTERN SCAN | 5400 | TEST
11 | MT-10b | X-RAY DIFFRACTOMETER (XRD) ANALYSIS-SINGLE PHASE QUANTIFICATION | 5400 | TEST
11 | MT-10d | X-RAY DIFFRACTOMETER-QUALITATIVE - 1/8 DIG/MIN | 1750 | TEST
11 | MT-10a | X-RAY DIFFRACTOMETER-QUALITATIVE:-1 DIG/MIN | 1200 | TEST
11 | MT-11 | X-RAY DIFFRACTOMETER-QUANTITATIVE:ALPHA QUARTZ IN COAL OR FLY ASH. | 1650 | TEST
11 | MT-31 | YGP ABRASSION INDEX MEASUREMENT (IS9949/BS1016) | 3000 | TEST
11 | MT-30 | YGP ABRASSION INDEX MEASUREMENT (IS9949/BS1016) | 3600 | TEST
9 | IDEM 46 - IEC | A.C. VOLTAGE TEST ON ENERGY METERS - IEC STD - CL.7.33 | 400 | TEST
9 | IDEM 46 - IEC | A.C. VOLTAGE TEST ON ENERGY METERS - IEC STD - CL.7.33 | 400 | TEST
9 | IDEM F2.0 | ABOVE 25 UPTO 100 POINTS | 300 | POINT
9 | IDEM F2.0 | ABOVE 25 UPTO 100 POINTS | 300 | POINT
9 | IDUP A2 | AC INPUT FAILURE TEST | 850 | TEST
9 | IDUP B.2 | AC INPUT FAILURE TEST | 1300 | TEST
9 | IDUP C2 | AC INPUT FAILURE TEST | 1800 | TEST
9 | IDUP A2 | AC INPUT FAILURE TEST | 1050 | TEST
9 | IDUP B2 | AC INPUT FAILURE TEST | 1600 | TEST
9 | IDUP C2 | AC INPUT FAILURE TEST | 2200 | TEST
9 | IDUP A2 | AC INPUT FAILURE TEST | 850 | TEST
9 | IDUP B.2 | AC INPUT FAILURE TEST | 1300 | TEST
9 | IDUP C2 | AC INPUT FAILURE TEST | 1800 | TEST
9 | IDUP A2 | AC INPUT FAILURE TEST | 1050 | TEST
9 | IDUP B2 | AC INPUT FAILURE TEST | 1600 | TEST
9 | IDUP C2 | AC INPUT FAILURE TEST | 2200 | TEST
9 | IDUP A3 | AC INPUT RETURN TEST | 850 | TEST
9 | IDUP B.3 | AC INPUT RETURN TEST | 1300 | TEST
9 | IDUP C3 | AC INPUT RETURN TEST | 1800 | TEST
9 | IDUP A3 | AC INPUT RETURN TEST | 1050 | TEST
9 | IDUP B3 | AC INPUT RETURN TEST | 1600 | TEST
9 | IDUP C3 | AC INPUT RETURN TEST | 2200 | TEST
9 | IDUP A3 | AC INPUT RETURN TEST | 850 | TEST
9 | IDUP B.3 | AC INPUT RETURN TEST | 1300 | TEST
9 | IDUP C3 | AC INPUT RETURN TEST | 1800 | TEST
9 | IDUP A3 | AC INPUT RETURN TEST | 1050 | TEST
9 | IDUP B3 | AC INPUT RETURN TEST | 1600 | TEST
9 | IDUP C3 | AC INPUT RETURN TEST | 2200 | TEST
9 | IDEM A8.0 | AC VOLTAGE TEST | 400 | TEST
9 | IDEM B8.0 | AC VOLTAGE TEST | 450 | TEST
9 | IDEM A8.0 | AC VOLTAGE TEST | 400 | TEST
9 | IDEM B8.0 | AC VOLTAGE TEST | 450 | TEST
9 | IDEM A8.0 | AC VOLTAGE TEST PER CIRCUIT | 500 | PER TEST
9 | IDEM B8.0 | AC VOLTAGE TEST PER CIRCUIT | 550 | TEST
9 | IDEM A8.0 | AC VOLTAGE TEST PER CIRCUIT | 500 | TEST
9 | IDEM B8.0 | AC VOLTAGE TEST PER CIRCUIT | 550 | TEST
9 | IDEM C1.0 | ACCEPTANCE TEST FOR SINGLE PHASE KWH/STATIC/ELECTRONIC AS PER IS OR CBIP STDS.) | 9150 | TEST
9 | IDEM C1.0 | ACCEPTANCE TEST FOR SINGLE PHASE KWH/STATIC/ELECTRONIC AS PER IS OR CBIP STDS.) | 9150 | TEST
9 | IDEM D1.0 | ACCEPTANCE TEST FOR THREE PHASE KWH/STATIC/ELECTRONIC AS PER IS OR CBIP STDS. | 18300 | TEST
9 | IDEM D1.0 | ACCEPTANCE TEST FOR THREE PHASE KWH/STATIC/ELECTRONIC AS PER IS OR CBIP STDS. | 18300 | TEST
9 | IDEM B47.0 | ACCURACY MEASUREMENT UNDER THE INFLUENCE OF HARMONICS | 5950 | TEST
9 | IDEM B47.0 | ACCURACY MEASUREMENT UNDER THE INFLUENCE OF HARMONICS | 5950 | TEST
9 | IDEM 49.0 | ACCURACY MEASUREMENT UNDER THE INFLUENCE OF OF HARMONICS. | 5950 | TEST
9 | IDEM A53.0 | ACCURACY MEASUREMENT UNDER THE INFLUENCE OF OF HARMONICS. | 7150 | TEST
9 | IDEM B55.0 | ACCURACY MEASUREMENT UNDER THE INFLUENCE OF OF HARMONICS. | 7150 | TEST
9 | IDEM 49.0 | ACCURACY MEASUREMENT UNDER THE INFLUENCE OF OF HARMONICS. | 5950 | TEST
9 | IDEM A53.0 | ACCURACY MEASUREMENT UNDER THE INFLUENCE OF OF HARMONICS. | 7150 | TEST
9 | IDEM B55.0 | ACCURACY MEASUREMENT UNDER THE INFLUENCE OF OF HARMONICS. | 7150 | TEST
9 | IDEM F1.0 | ACCURACY TEST | 450 | POINT
9 | IDRE 4 | ACCURACY TEST FOR EM,STATIC RELAYS (OPERATING/PICKUP/RESET TIME, OPERATING/RESET/DROP OUT VALUE FOR | 950 | TEST
9 | IDRE 4 | ACCURACY TEST FOR EM,STATIC RELAYS (OPERATING/PICKUP/RESET TIME, OPERATING/RESET/DROP OUT VALUE FOR | 950 | TEST
9 | IDRE 12 | ACCURACY TEST ON NUMERICAL RELAYS (OPERATING/PICKUP/RESET TIME,OPERAT/RESET/DROPOUT VALUE FOR 5 POIN | 2650 | TEST
9 | IDRE 12 | ACCURACY TEST ON NUMERICAL RELAYS (OPERATING/PICKUP/RESET TIME,OPERAT/RESET/DROPOUT VALUE FOR 5 POIN | 2650 | TEST
9 | IDRE 15 | ACCURACY WITH INFLUENCING QUANTITY FREQUENCY/VOLTAGE VARIATION (UPTO 5 POINTS) | 1400 | TEST
9 | IDRE 15 | ACCURACY WITH INFLUENCING QUANTITY FREQUENCY/VOLTAGE VARIATION (UPTO 5 POINTS) | 1400 | TEST
9 | IDRE 16 | ACCURACY WITH INFLUENCING QUANTITY TEMPERATURE (UPTO 5 POINTS) WITH 1 TEMP | 3250 | TEST
9 | IDRE 16 | ACCURACY WITH INFLUENCING QUANTITY TEMPERATURE (UPTO 5 POINTS) WITH 1 TEMP | 3250 | TEST
9 | PAGE NO. 154 | ADDITIONAL TEST REPORT (SECOND COPY) | 10000 | EACH
9 | PAGE NO. 154 | ADDITIONAL TEST REPORT (SECOND COPY) | 10000 | EACH
9 | PAGE NO. 147 | ADDITIONAL/DUPLICATE TEST REPORT | 2000 | PER COPY
9 | PAGE NO. 147 | ADDITIONAL/DUPLICATE TEST REPORT | 2000 | PER COPY
9 | IDEM 51 - IEC | AMBIENT TEMP. VARIATION - ENERGY METERS - IEC STD - CL.8.2 - 1 PH. | 2500 | TEST
9 | IDEM 51 - IEC | AMBIENT TEMP. VARIATION - ENERGY METERS - IEC STD - CL.8.2 - 1 PH. | 2500 | TEST
9 | IDEM 51 - IEC | AMBIENT TEMP. VARIATION - ENERGY METERS - IEC STD - CL.8.2 - 3 PH. | 3750 | TEST
9 | IDEM 51 - IEC | AMBIENT TEMP. VARIATION - ENERGY METERS - IEC STD - CL.8.2 - 3 PH. | 3750 | TEST
9 | IDEM A15.0 | AMBIENT TEMPERATURE INFLUENCE | 2500 | TEST
9 | IDEM B15.0 | AMBIENT TEMPERATURE INFLUENCE | 3750 | TEST
9 | IDEM A15.0 | AMBIENT TEMPERATURE INFLUENCE | 3000 | TEST
9 | IDEM B15.0 | AMBIENT TEMPERATURE INFLUENCE | 4500 | TEST
9 | IDEM A15.0 | AMBIENT TEMPERATURE INFLUENCE | 2500 | TEST
9 | IDEM B15.0 | AMBIENT TEMPERATURE INFLUENCE | 3750 | TEST
9 | IDEM A15.0 | AMBIENT TEMPERATURE INFLUENCE | 3000 | TEST
9 | IDEM B15.0 | AMBIENT TEMPERATURE INFLUENCE | 4500 | TEST
9 | ITSA 2 | BASIC CHARGES FOR IEC 61850 CONFORMANCE TESTING(BLOCK WISE) | 350000 | TEST
9 | ITSA 2 | BASIC CHARGES FOR IEC 61850 CONFORMANCE TESTING(BLOCK WISE) | 350000 | TEST
9 | ITSA 2 | BASIC CHARGES FOR IEC 61850 CONFORMANCE TESTING(BLOCK WISE) | 350000 | TEST
9 | ITSA 2 | BASIC CHARGES FOR IEC 61850 CONFORMANCE TESTING(BLOCK WISE) - NORMAL TARIFF | 300000 | TEST
9 | ITSA 2 | BASIC CHARGES FOR IEC 61850 CONFORMANCE TESTING(BLOCK WISE) - NORMAL TARIFF | 300000 | TEST
9 | ITSA 2 | BASIC CHARGES FOR IEC 61850 CONFORMANCE TESTING(BLOCK WISE) - NORMAL TARIFF | 300000 | TEST
9 | ITSA 9 | BLOCK 12 - CONTROL | 210000 | TEST
9 | ITSA 9 | BLOCK 12 - CONTROL | 210000 | TEST
9 | ITSA 9 | BLOCK 12 - CONTROL | 210000 | TEST
9 | ITSA 9 | BLOCK 12 - CONTROL - NORMAL TARIFF | 178000 | TEST
9 | ITSA 9 | BLOCK 12 - CONTROL - NORMAL TARIFF | 178000 | TEST
9 | ITSA 9 | BLOCK 12 - CONTROL - NORMAL TARIFF | 178000 | TEST
9 | ITSA 10 | BLOCK 13 - TYME SYNC. | 80000 | TEST
9 | ITSA 10 | BLOCK 13 - TYME SYNC. | 80000 | TEST
9 | ITSA 10 | BLOCK 13 - TYME SYNC. | 80000 | TEST
9 | ITSA 10 | BLOCK 13 - TYME SYNC. - NORMAL TARIFF | 60000 | TEST
9 | ITSA 10 | BLOCK 13 - TYME SYNC. - NORMAL TARIFF | 60000 | TEST
9 | ITSA 10 | BLOCK 13 - TYME SYNC. - NORMAL TARIFF | 60000 | TEST
9 | ITSA 11 | BLOCK 14 - FILE TRANSFER | 76000 | TEST
9 | ITSA 11 | BLOCK 14 - FILE TRANSFER | 76000 | TEST
9 | ITSA 11 | BLOCK 14 - FILE TRANSFER | 76000 | TEST
9 | ITSA 11 | BLOCK 14 - FILE TRANSFER - NORMAL TARIFF | 64000 | TEST
9 | ITSA 11 | BLOCK 14 - FILE TRANSFER - NORMAL TARIFF | 64000 | TEST
9 | ITSA 11 | BLOCK 14 - FILE TRANSFER - NORMAL TARIFF | 64000 | TEST
9 | ITSA 3 | BLOCK 2 - DATASETS | 100000 | TEST
9 | ITSA 3 | BLOCK 2 - DATASETS | 100000 | TEST
9 | ITSA 3 | BLOCK 2 - DATASETS | 100000 | TEST
9 | ITSA 3 | BLOCK 2 - DATASETS - NORMAL TARIFF | 80000 | TEST
9 | ITSA 3 | BLOCK 2 - DATASETS - NORMAL TARIFF | 80000 | TEST
9 | ITSA 3 | BLOCK 2 - DATASETS - NORMAL TARIFF | 80000 | TEST
9 | ITSA 4 | BLOCK 3 - SUBSTITUTION | 75000 | TEST
9 | ITSA 4 | BLOCK 3 - SUBSTITUTION | 75000 | TEST
9 | ITSA 4 | BLOCK 3 - SUBSTITUTION | 75000 | TEST
9 | ITSA 4 | BLOCK 3 - SUBSTITUTION - NORMAL TARIFF | 65000 | TEST
9 | ITSA 4 | BLOCK 3 - SUBSTITUTION - NORMAL TARIFF | 65000 | TEST
9 | ITSA 4 | BLOCK 3 - SUBSTITUTION - NORMAL TARIFF | 65000 | TEST
9 | ITSA 5 | BLOCK 4 - SETTING GROUP | 94000 | TEST
9 | ITSA 5 | BLOCK 4 - SETTING GROUP | 94000 | TEST
9 | ITSA 5 | BLOCK 4 - SETTING GROUP | 94000 | TEST
9 | ITSA 5 | BLOCK 4 - SETTING GROUP - NORMAL TARIFF | 60000 | TEST
9 | ITSA 5 | BLOCK 4 - SETTING GROUP - NORMAL TARIFF | 60000 | TEST
9 | ITSA 5 | BLOCK 4 - SETTING GROUP - NORMAL TARIFF | 60000 | TEST
9 | ITSA 6 | BLOCK 5 - UNBUFFERED REPORTING | 130000 | TEST
9 | ITSA 6 | BLOCK 5 - UNBUFFERED REPORTING | 130000 | TEST
9 | ITSA 6 | BLOCK 5 - UNBUFFERED REPORTING | 130000 | TEST
9 | ITSA 6 | BLOCK 5 - UNBUFFERED REPORTING - NORMAL TARIFF | 115000 | TEST
9 | ITSA 6 | BLOCK 5 - UNBUFFERED REPORTING - NORMAL TARIFF | 115000 | TEST
9 | ITSA 6 | BLOCK 5 - UNBUFFERED REPORTING - NORMAL TARIFF | 115000 | TEST
9 | ITSA 7 | BLOCK 6 - BUFFERED REPORTING | 145000 | TEST
9 | ITSA 7 | BLOCK 6 - BUFFERED REPORTING | 145000 | TEST
9 | ITSA 7 | BLOCK 6 - BUFFERED REPORTING | 145000 | TEST
9 | ITSA 7 | BLOCK 6 - BUFFERED REPORTING - NORMAL TARIFF | 120000 | TEST
9 | ITSA 7 | BLOCK 6 - BUFFERED REPORTING - NORMAL TARIFF | 120000 | TEST
9 | ITSA 7 | BLOCK 6 - BUFFERED REPORTING - NORMAL TARIFF | 120000 | TEST
9 | ITSA 8 | BLOCK 9 - GOOSE | 180000 | TEST
9 | ITSA 8 | BLOCK 9 - GOOSE | 180000 | TEST
9 | ITSA 8 | BLOCK 9 - GOOSE | 180000 | TEST
9 | ITSA 8 | BLOCK 9 - GOOSE - NORML TARIFF | 180000 | TEST
9 | ITSA 8 | BLOCK 9 - GOOSE - NORML TARIFF | 180000 | TEST
9 | ITSA 8 | BLOCK 9 - GOOSE - NORML TARIFF | 180000 | TEST
9 | IDEM G4.0 | BLOCK OF "N" POINTS -ABOVE 201 POINTS | 200 | TEST
9 | IDEM G4.0 | BLOCK OF "N" POINTS -ABOVE 201 POINTS | 200 | TEST
9 | IDEM G1.0 | BLOCK OF "N" POINTS- 1 TO 25 POINTS | 350 | TEST
9 | IDEM G1.0 | BLOCK OF "N" POINTS- 1 TO 25 POINTS | 350 | TEST
9 | IDEM G2.0 | BLOCK OF "N" POINTS- 26 TO 100 POINTS | 250 | TEST
9 | IDEM G2.0 | BLOCK OF "N" POINTS- 26 TO 100 POINTS | 250 | TEST
9 | IDEM G3.0 | BLOCK OF "N" POINTS-101 TO 200 POINTS | 200 | TEST
9 | IDEM G3.0 | BLOCK OF "N" POINTS-101 TO 200 POINTS | 200 | TEST
9 | IDCA 2.4 | CALIBRATION OF FREQUENCY METER FOR EACH ADDL. RANGE | 300 | TEST
9 | IDCA 2.4 | CALIBRATION OF FREQUENCY METER FOR EACH ADDL. RANGE | 400 | TEST
9 | IDCA 2.4 | CALIBRATION OF FREQUENCY METER FOR EACH ADDL. RANGE | 300 | TEST
9 | IDCA 2.4 | CALIBRATION OF FREQUENCY METER FOR EACH ADDL. RANGE | 400 | TEST
9 | IDCA 3 | CALIBRATION OF WATT METER FIRST RANGE | 800 | TEST
9 | IDCA 3 | CALIBRATION OF WATT METER FIRST RANGE | 1000 | TEST
9 | IDCA 3 | CALIBRATION OF WATT METER FIRST RANGE | 800 | TEST
9 | IDCA 3 | CALIBRATION OF WATT METER FIRST RANGE | 1000 | TEST
9 | IDCA 4 | CALIBRATION OF WATT METER FOR EACH ADDL. RANGE. | 450 | TEST
9 | IDCA 4 | CALIBRATION OF WATT METER FOR EACH ADDL. RANGE. | 550 | TEST
9 | IDCA 4 | CALIBRATION OF WATT METER FOR EACH ADDL. RANGE. | 450 | TEST
9 | IDCA 4 | CALIBRATION OF WATT METER FOR EACH ADDL. RANGE. | 550 | TEST
9 | IDCA 1.2 | CALIBRATION OF AMMETER METER FIRST RANGE | 450 | TEST
9 | IDCA 1.2 | CALIBRATION OF AMMETER METER FIRST RANGE | 550 | TEST
9 | IDCA 1.2 | CALIBRATION OF AMMETER METER FIRST RANGE | 450 | TEST
9 | IDCA 1.2 | CALIBRATION OF AMMETER METER FIRST RANGE | 550 | TEST
9 | IDCA 2.2 | CALIBRATION OF AMMETER METER FOR EACH ADDL. RANGE | 300 | TEST
9 | IDCA 2.2 | CALIBRATION OF AMMETER METER FOR EACH ADDL. RANGE | 400 | TEST
9 | IDCA 2.2 | CALIBRATION OF AMMETER METER FOR EACH ADDL. RANGE | 300 | TEST
9 | IDCA 2.2 | CALIBRATION OF AMMETER METER FOR EACH ADDL. RANGE | 400 | TEST
9 | IDCA 5 | CALIBRATION OF ANLOG MULTI METERS & DIGITAL MULTI METERS (3.50 & 4.50 DIGITS) | 1800 | TEST
9 | IDCA 5 | CALIBRATION OF ANLOG MULTI METERS & DIGITAL MULTI METERS (3.50 & 4.50 DIGITS) | 2200 | TEST
9 | IDCA 5 | CALIBRATION OF ANLOG MULTI METERS & DIGITAL MULTI METERS (3.50 & 4.50 DIGITS) | 1800 | TEST
9 | IDCA 5 | CALIBRATION OF ANLOG MULTI METERS & DIGITAL MULTI METERS (3.50 & 4.50 DIGITS) | 2200 | TEST
9 | IDCA 6 | CALIBRATION OF CLAMP ON METERS | 1800 | TEST
9 | IDCA 6 | CALIBRATION OF CLAMP ON METERS | 2200 | TEST
9 | IDCA 6 | CALIBRATION OF CLAMP ON METERS | 1800 | TEST
9 | IDCA 6 | CALIBRATION OF CLAMP ON METERS | 2200 | TEST
9 | IDCA 8 | CALIBRATION OF DIGITAL TEMPERATURE INDICATOR FOR EACH ADDL. RANGE | 850 | TEST
9 | IDCA 8 | CALIBRATION OF DIGITAL TEMPERATURE INDICATOR FOR EACH ADDL. RANGE | 1050 | TEST
9 | IDCA 8 | CALIBRATION OF DIGITAL TEMPERATURE INDICATOR FOR EACH ADDL. RANGE | 850 | TEST
9 | IDCA 8 | CALIBRATION OF DIGITAL TEMPERATURE INDICATOR FOR EACH ADDL. RANGE | 1050 | TEST
9 | IDCA 7 | CALIBRATION OF DIGITAL TEMPERATURE INDICATOR-FOR 1 TYPE | 850 | TEST
9 | IDCA 7 | CALIBRATION OF DIGITAL TEMPERATURE INDICATOR-FOR 1 TYPE | 1050 | TEST
9 | IDCA 7 | CALIBRATION OF DIGITAL TEMPERATURE INDICATOR-FOR 1 TYPE | 850 | TEST
9 | IDCA 7 | CALIBRATION OF DIGITAL TEMPERATURE INDICATOR-FOR 1 TYPE | 1050 | TEST
9 | IDCA 1.4 | CALIBRATION OF FREQUENCY METER FIRST RANGE | 450 | TEST
9 | IDCA 1.4 | CALIBRATION OF FREQUENCY METER FIRST RANGE | 550 | TEST
9 | IDCA 1.4 | CALIBRATION OF FREQUENCY METER FIRST RANGE | 450 | TEST
9 | IDCA 1.4 | CALIBRATION OF FREQUENCY METER FIRST RANGE | 550 | TEST
9 | IDCA 2.3 | CALIBRATION OF FREQUENCY OHMMETER METER FOR EACH ADDL. RANGE. | 300 | TEST
9 | IDCA 2.3 | CALIBRATION OF FREQUENCY OHMMETER METER FOR EACH ADDL. RANGE. | 400 | TEST
9 | IDCA 2.3 | CALIBRATION OF FREQUENCY OHMMETER METER FOR EACH ADDL. RANGE. | 300 | TEST
9 | IDCA 2.3 | CALIBRATION OF FREQUENCY OHMMETER METER FOR EACH ADDL. RANGE. | 400 | TEST
9 | IDCA 1.3 | CALIBRATION OF OHMMETER METER FIRST RANGE | 450 | TEST
9 | IDCA 1.3 | CALIBRATION OF OHMMETER METER FIRST RANGE | 550 | TEST
9 | IDCA 1.3 | CALIBRATION OF OHMMETER METER FIRST RANGE | 450 | TEST
9 | IDCA 1.3 | CALIBRATION OF OHMMETER METER FIRST RANGE | 550 | TEST
9 | IDCA 2.1 | CALIBRATION OF VOLT METER METER FOR EACH ADDL. RANGE | 300 | TEST
9 | IDCA 2.1 | CALIBRATION OF VOLT METER METER FOR EACH ADDL. RANGE | 400 | TEST
9 | IDCA 2.1 | CALIBRATION OF VOLT METER METER FOR EACH ADDL. RANGE | 300 | TEST
9 | IDCA 2.1 | CALIBRATION OF VOLT METER METER FOR EACH ADDL. RANGE | 400 | TEST
9 | IDCA 1.1 | CALIBRATION OF VOLTMETER i RANGE | 450 | TEST
9 | IDCA 1.1 | CALIBRATION OF VOLTMETER i RANGE | 550 | TEST
9 | IDCA 1.1 | CALIBRATION OF VOLTMETER i RANGE | 450 | TEST
9 | IDCA 1.1 | CALIBRATION OF VOLTMETER i RANGE | 550 | TEST
9 | PAGE 146 | CHARGES FOR ADDITIONAL/DUPLICATE TEST REPORTS | 3550 | REPORT
9 | PAGE 146 | CHARGES FOR ADDITIONAL/DUPLICATE TEST REPORTS | 3550 | REPORT
9 | 1.15 (v) | CHARGES FOR ADDITIONAL TEST REPORTS | 10000 | TEST
9 | 1.15 (v) | CHARGES FOR ADDITIONAL TEST REPORTS | 10000 | TEST
9 | 1.15 (v) | CHARGES FOR ADDITIONAL TEST REPORTS | 10000 | TEST
9 | 1.15 (v) | CHARGES FOR ADDITIONAL TEST REPORTS | 10000 | TEST
9 | 1.15 (v) | CHARGES FOR ADDITIONAL TEST REPORTS | 10000 | TEST
9 | PAGE 146 | CHARGES FOR ADDITIONAL/DUPLICATE TEST REPORT | 1350 | REPORT
9 | PAGE 146 | CHARGES FOR ADDITIONAL/DUPLICATE TEST REPORT | 1350 | REPORT
9 | 1.15 (i) | CHARGES FOR ADDITIONAL/DUPLICATE TEST REPORT - FIRST COPY | 500 | TEST
9 | 1.15 (i) | CHARGES FOR ADDITIONAL/DUPLICATE TEST REPORT - FIRST COPY | 500 | TEST
9 | 1.15 (i) | CHARGES FOR ADDITIONAL/DUPLICATE TEST REPORT - FIRST COPY | 500 | TEST
9 | PAGE 146 | CHARGES FOR ADDITIONAL/DUPLICATE TEST REPORTS | 950 | REPORT
9 | PAGE 146 | CHARGES FOR ADDITIONAL/DUPLICATE TEST REPORTS | 1000 | REPORT
9 | PAGE 146 | CHARGES FOR ADDITIONAL/DUPLICATE TEST REPORTS | 1450 | REPORT
9 | PAGE 146 | CHARGES FOR ADDITIONAL/DUPLICATE TEST REPORTS | 1850 | REPORT
9 | PAGE 146 | CHARGES FOR ADDITIONAL/DUPLICATE TEST REPORTS | 2000 | REPORT
9 | PAGE 146 | CHARGES FOR ADDITIONAL/DUPLICATE TEST REPORTS | 3400 | REPORT
9 | PAGE 146 | CHARGES FOR ADDITIONAL/DUPLICATE TEST REPORTS | 950 | REPORT
9 | PAGE 146 | CHARGES FOR ADDITIONAL/DUPLICATE TEST REPORTS | 1000 | REPORT
9 | PAGE 146 | CHARGES FOR ADDITIONAL/DUPLICATE TEST REPORTS | 1450 | REPORT
9 | PAGE 146 | CHARGES FOR ADDITIONAL/DUPLICATE TEST REPORTS | 1850 | REPORT
9 | PAGE 146 | CHARGES FOR ADDITIONAL/DUPLICATE TEST REPORTS | 2000 | REPORT
9 | PAGE 146 | CHARGES FOR ADDITIONAL/DUPLICATE TEST REPORTS | 3400 | REPORT
9 | 1.15 (iii) | CHARGES FOR ADDITIONAL/DUPLICATE TEST REPORTS - FIRST COPY | 1350 | TEST
9 | 1.15 (iv) | CHARGES FOR ADDITIONAL/DUPLICATE TEST REPORTS - FIRST COPY | 1850 | TEST
9 | 1.15 (v) | CHARGES FOR ADDITIONAL/DUPLICATE TEST REPORTS - FIRST COPY | 3400 | TEST
9 | 1.15 (iii) | CHARGES FOR ADDITIONAL/DUPLICATE TEST REPORTS - FIRST COPY | 1350 | TEST
9 | 1.15 (iv) | CHARGES FOR ADDITIONAL/DUPLICATE TEST REPORTS - FIRST COPY | 1850 | TEST
9 | 1.15 (v) | CHARGES FOR ADDITIONAL/DUPLICATE TEST REPORTS - FIRST COPY | 3400 | TEST
9 | 1.15 (iii) | CHARGES FOR ADDITIONAL/DUPLICATE TEST REPORTS - FIRST COPY | 1350 | TEST
9 | 1.15 (iv) | CHARGES FOR ADDITIONAL/DUPLICATE TEST REPORTS - FIRST COPY | 1850 | TEST
9 | 1.15 (v) | CHARGES FOR ADDITIONAL/DUPLICATE TEST REPORTS - FIRST COPY | 3400 | TEST
9 | 1.15 (i) | CHARGES FOR ADDITIONAL/DUPLICATE TEST REPORTS - SECOND COPY | 550 | TEST
9 | 1.15 (ii) | CHARGES FOR ADDITIONAL/DUPLICATE TEST REPORTS - SECOND COPY | 1000 | TEST
9 | 1.15 (iii) | CHARGES FOR ADDITIONAL/DUPLICATE TEST REPORTS - SECOND COPY | 1450 | TEST
9 | 1.15 (iv) | CHARGES FOR ADDITIONAL/DUPLICATE TEST REPORTS - SECOND COPY | 2000 | TEST
9 | 1.15 (v) | CHARGES FOR ADDITIONAL/DUPLICATE TEST REPORTS - SECOND COPY | 3550 | TEST
9 | 1.15 (i) | CHARGES FOR ADDITIONAL/DUPLICATE TEST REPORTS - SECOND COPY | 550 | TEST
9 | 1.15 (ii) | CHARGES FOR ADDITIONAL/DUPLICATE TEST REPORTS - SECOND COPY | 1000 | TEST
9 | 1.15 (iii) | CHARGES FOR ADDITIONAL/DUPLICATE TEST REPORTS - SECOND COPY | 1450 | TEST
9 | 1.15 (iv) | CHARGES FOR ADDITIONAL/DUPLICATE TEST REPORTS - SECOND COPY | 2000 | TEST
9 | 1.15 (v) | CHARGES FOR ADDITIONAL/DUPLICATE TEST REPORTS - SECOND COPY | 3550 | TEST
9 | 1.15 (i) | CHARGES FOR ADDITIONAL/DUPLICATE TEST REPORTS - SECOND COPY | 550 | TEST
9 | 1.15 (ii) | CHARGES FOR ADDITIONAL/DUPLICATE TEST REPORTS - SECOND COPY | 1000 | TEST
9 | 1.15 (iii) | CHARGES FOR ADDITIONAL/DUPLICATE TEST REPORTS - SECOND COPY | 1450 | TEST
9 | 1.15 (iv) | CHARGES FOR ADDITIONAL/DUPLICATE TEST REPORTS - SECOND COPY | 2000 | TEST
9 | 1.15 (v) | CHARGES FOR ADDITIONAL/DUPLICATE TEST REPORTS - SECOND COPY | 3550 | TEST
9 | PAGE 146 | CHARGES FOR ADDITIONAL/DUPLICATE TEST REPORTS. | 550 | REPORT
9 | PAGE 146 | CHARGES FOR ADDITIONAL/DUPLICATE TEST REPORTS. | 550 | REPORT
9 | 1.15 (ii) | CHARGES FOR ADDITONAL/DUPLICATE TEST REPORTS - FIRST COPY | 950 | TEST
9 | 1.15 (ii) | CHARGES FOR ADDITONAL/DUPLICATE TEST REPORTS - FIRST COPY | 950 | TEST
9 | 1.15 (ii) | CHARGES FOR ADDITONAL/DUPLICATE TEST REPORTS - FIRST COPY | 950 | TEST
9 | PAGE 150 | CHARGES FOR SEALED CERTIFICATES PER COPY | 2600 | TEST
9 | PAGE 150 | CHARGES FOR SEALED CERTIFICATES PER COPY | 2600 | TEST
9 | 1.15 (vi) | CHARGES FOR SEALED CERTIFICATES PER COPY (SECOND COPY) | 2750 | TEST
9 | 1.15 (vi) | CHARGES FOR SEALED CERTIFICATES PER COPY (SECOND COPY) | 2750 | TEST
9 | PAGE 146 | CHARGESFOR ADDITIONAL/DUPLICATE TEST REPORTS | 500 | REPORT
9 | PAGE 146 | CHARGESFOR ADDITIONAL/DUPLICATE TEST REPORTS | 500 | REPORT
9 | IDEM B35.0 | CLEARACNE AND CREEPAGE TEST | 650 | TEST
9 | IDEM B35.0 | CLEARACNE AND CREEPAGE TEST | 650 | TEST
9 | IDEM A35.0 | CLEARANCE & CREEPAGE TEST | 400 | TEST
9 | IDEM A35.0 | CLEARANCE & CREEPAGE TEST | 500 | TEST
9 | IDEM B37.0 | CLEARANCE & CREEPAGE TEST | 800 | TEST
9 | IDEM A35.0 | CLEARANCE & CREEPAGE TEST | 400 | TEST
9 | IDEM A35.0 | CLEARANCE & CREEPAGE TEST | 500 | TEST
9 | IDEM B37.0 | CLEARANCE & CREEPAGE TEST | 800 | TEST
9 | IDEM I 1.0 | CLIMATIC TEST PER DAY FOR A PD. OF 8 HRS. | 1100 | TEST
9 | IDEM I 1.0 | CLIMATIC TEST PER DAY FOR A PD. OF 8 HRS. | 1100 | TEST
9 | IDEM I 1.1 | CLIMATIC TEST PER HOUR OR PART THERE OF | 100 | TEST
9 | IDEM I 1.1 | CLIMATIC TEST PER HOUR OR PART THERE OF | 100 | TEST
9 | IDEM E1.0 | CLIMATIC/HUMIDITY CHAMBER PER HALF DAY BASIS | 3000 | TEST
9 | IDEM E1.0 | CLIMATIC/HUMIDITY CHAMBER PER HALF DAY BASIS | 3000 | TEST
9 | IDRE 14 | COLD CURVE (UPTO 5 POINTS)/HOT CURVE (UPTO 5 POINTS) | 2650 | TEST
9 | IDRE 14 | COLD CURVE (UPTO 5 POINTS)/HOT CURVE (UPTO 5 POINTS) | 2650 | TEST
9 | IDEM A23.0 | COLD TEST | 6750 | TEST
9 | IDEM B23 | COLD TEST | 6750 | TEST
9 | IDEM A23.0 | COLD TEST | 8100 | TEST
9 | IDEM B25.0 | COLD TEST | 8100 | TEST
9 | IDEM A23.0 | COLD TEST | 6750 | TEST
9 | IDEM B23 | COLD TEST | 6750 | TEST
9 | IDEM A23.0 | COLD TEST | 8100 | TEST
9 | IDEM B25.0 | COLD TEST | 8100 | TEST
9 | IDEM 66 - IEC | COLD TEST - CL.6.3.2 - 1 - 3 PHASE | 6750 | TEST
9 | IDEM 66 - IEC | COLD TEST - CL.6.3.2 - 1 - 3 PHASE | 6750 | TEST
9 | IDEM E5.0 | COMBINED WAVEFORM GENERATOR PER HALF DAY BASIS | 8000 | TEST
9 | IDEM E5.0 | COMBINED WAVEFORM GENERATOR PER HALF DAY BASIS | 8000 | TEST
9 | COMPLIANCE OF ALL TESTS | COMPLIANCE OF ALL TESTS | 377600 | TEST
9 | IDEM A47.0 | CONDUCTED ELECTROMAGNETIC EMISSION TEST | 3300 | TEST
9 | IDEM B45.0 | CONDUCTED ELECTROMAGNETIC EMISSION TEST | 4400 | TEST
9 | IDEM A49.0 | CONDUCTED ELECTROMAGNETIC EMISSION TEST | 6000 | TEST
9 | IDEM B51.0 | CONDUCTED ELECTROMAGNETIC EMISSION TEST | 6000 | TEST
9 | IDEM A47.0 | CONDUCTED ELECTROMAGNETIC EMISSION TEST | 3300 | TEST
9 | IDEM B45.0 | CONDUCTED ELECTROMAGNETIC EMISSION TEST | 4400 | TEST
9 | IDEM A49.0 | CONDUCTED ELECTROMAGNETIC EMISSION TEST | 6000 | TEST
9 | IDEM B51.0 | CONDUCTED ELECTROMAGNETIC EMISSION TEST | 6000 | TEST
9 | IDEM A 44.0 | CONDUCTED ELECTROMAGNETIC IMMUNITY/SUSCEPTIBILITY TEST | 4400 | TEST
9 | IDEM A47.0 | CONDUCTED ELECTROMAGNETIC IMMUNITY/SUSCEPTIBILITY TEST | 5300 | TEST
9 | IDEM B49.0 | CONDUCTED ELECTROMAGNETIC IMMUNITY/SUSCEPTIBILITY TEST | 6600 | TEST
9 | IDEM A 44.0 | CONDUCTED ELECTROMAGNETIC IMMUNITY/SUSCEPTIBILITY TEST | 4400 | TEST
9 | IDEM A47.0 | CONDUCTED ELECTROMAGNETIC IMMUNITY/SUSCEPTIBILITY TEST | 5300 | TEST
9 | IDEM B49.0 | CONDUCTED ELECTROMAGNETIC IMMUNITY/SUSCEPTIBILITY TEST | 6600 | TEST
9 | IDEM B43.2 | CONDUCTED ELECTROMAGNETIC IMMUNITY/SUSCEPTIBILITY TEST. | 5500 | TEST
9 | IDEM B43.2 | CONDUCTED ELECTROMAGNETIC IMMUNITY/SUSCEPTIBILITY TEST. | 5500 | TEST
9 | CONFORMANCE TEST CHARGES FOR SEVENTH IED (IEC 61850 Ed.2) | CONFORMANCE TEST CHARGES FOR SEVENTH IED (IEC 61850 Ed.2) | 590000 | TEST
9 | ITMP 9 | CONFORMANCE TESTING FOR ENERGY METERS AS PER BIS SPECIFICATION FOR EACH ADDL COMMUNICATION(WITHOUT | 30000 | TEST
9 | ITMP 9 | CONFORMANCE TESTING FOR ENERGY METERS AS PER BIS SPECIFICATION FOR EACH ADDL COMMUNICATION(WITHOUT | 30000 | TEST
9 | ITMP 9 | CONFORMANCE TESTING FOR ENERGY METERS AS PER BIS SPECIFICATION FOR EACH ADDL COMMUNICATION(WITHOUT | 30000 | TEST
9 | ITMP 8 | CONFORMANCE TESTING FOR ENERGY METERS AS PER BIS SPECIFICATION FOR ONE COMMUNICATION(WITHOUT TAMPLE | 60000 | TEST
9 | ITMP 8 | CONFORMANCE TESTING FOR ENERGY METERS AS PER BIS SPECIFICATION FOR ONE COMMUNICATION(WITHOUT TAMPLE | 60000 | TEST
9 | ITMP 8 | CONFORMANCE TESTING FOR ENERGY METERS AS PER BIS SPECIFICATION FOR ONE COMMUNICATION(WITHOUT TAMPLE | 60000 | TEST
9 | ITMP 7 | CONFORMANCE TESTING FOR ENERGY METERS AS PER BIS COMPANION SPECIFICATION FOR EACH ADDL. COMMUNICATIN | 37500 | TEST
9 | ITMP 7 | CONFORMANCE TESTING FOR ENERGY METERS AS PER BIS COMPANION SPECIFICATION FOR EACH ADDL. COMMUNICATIN | 37500 | TEST
9 | ITMP 7 | CONFORMANCE TESTING FOR ENERGY METERS AS PER BIS COMPANION SPECIFICATION FOR EACH ADDL. COMMUNICATIN | 37500 | TEST
9 | ITMP 6 | CONFORMANCE TESTING FOR ENERGY METERS AS PER BIS COMPANION SPECIFICATION FOR ONE COMMU ICATION PORT | 75000 | TEST
9 | ITMP 6 | CONFORMANCE TESTING FOR ENERGY METERS AS PER BIS COMPANION SPECIFICATION FOR ONE COMMU ICATION PORT | 75000 | TEST
9 | ITMP 6 | CONFORMANCE TESTING FOR ENERGY METERS AS PER BIS COMPANION SPECIFICATION FOR ONE COMMU ICATION PORT | 75000 | TEST
9 | /is 15884:2010/is 16444(part 1)::2015/ IS 16444(PART 2):2017 | /is 15884:2010/is 16444(part 1)::2015/ IS 16444(PART 2):2017 | 8000 | PER TEST
9 | PAGE 147 | CONSULTANCY-ADDITIONAL DIRECTOR / ENGG. OFFICER GR. 6 | 11850 | DAY
9 | PAGE 147 | CONSULTANCY-ADDITIONAL DIRECTOR / ENGG. OFFICER GR. 6 | 11850 | DAY
9 | 1.16 (3) | CONSULTANCY-ADDITIONAL DIRECTOR / ENGG. OFFICER GR.6 | 11850 | TEST
9 | 1.16 (3) | CONSULTANCY-ADDITIONAL DIRECTOR / ENGG. OFFICER GR.6 | 11850 | TEST
9 | 1.16 (3) | CONSULTANCY-ADDITIONAL DIRECTOR / ENGG. OFFICER GR.6 | 11850 | TEST
9 | PAGE 147 | CONSULTANCY-DIRECTOR | 12500 | CONSUL
9 | 1.16 (2) | CONSULTANCY-DIRECTOR | 12500 | TEST
9 | 1.16 (2) | CONSULTANCY-DIRECTOR | 12500 | TEST
9 | 1.16 (2) | CONSULTANCY-DIRECTOR | 12500 | TEST
9 | PAGE 147 | CONSULTANCY-DIRECTOR | 12500 | CONSUL
9 | PAGE 147 | CONSULTANCY-DIRECTOR GENERAL | 13200 | CONSUL
9 | 1.16 (1) | CONSULTANCY-DIRECTOR GENERAL | 13200 | TEST
9 | 1.16 (1) | CONSULTANCY-DIRECTOR GENERAL | 13200 | TEST
9 | 1.16 (1) | CONSULTANCY-DIRECTOR GENERAL | 13200 | TEST
9 | PAGE 147 | CONSULTANCY-JOINT DIRECTOR / ENGG. OFFICER GR. 5 | 11100 | CONSUL
9 | 1.16 (4) | CONSULTANCY-JOINT DIRECTOR / ENGG. OFFICER GR. 5 | 11100 | TEST
9 | 1.16 (4) | CONSULTANCY-JOINT DIRECTOR / ENGG. OFFICER GR. 5 | 11100 | TEST
9 | 1.16 (4) | CONSULTANCY-JOINT DIRECTOR / ENGG. OFFICER GR. 5 | 11100 | TEST
9 | PAGE 147 | CONSULTANCY-JOINT DIRECTOR / ENGG. OFFICER GR. 5 | 11100 | CONSUL
9 | PAGE 147 | CONSULTANCY-SCIENTIFIC/ENGINEERING OFFICER GR. 2 | 7000 | CONSUL
9 | 1.16 (7) | CONSULTANCY-SCIENTIFIC/ENGINEERING OFFICER GR. 2 | 7000 | TEST
9 | 1.16 (7) | CONSULTANCY-SCIENTIFIC/ENGINEERING OFFICER GR. 2 | 7000 | TEST
9 | 1.16 (7) | CONSULTANCY-SCIENTIFIC/ENGINEERING OFFICER GR. 2 | 7000 | TEST
9 | PAGE 147 | CONSULTANCY-SCIENTIFIC/ENGINEERING OFFICER GR. 2 | 7000 | CONSUL
9 | PAGE 147 | CONSULTANCY-SCIENTIFIC/ENGINEERING OFFICER GR. 3 | 8350 | DAY
9 | 1.16 (6) | CONSULTANCY-SCIENTIFIC/ENGINEERING OFFICER GR. 3 | 8350 | TEST
9 | 1.16 (6) | CONSULTANCY-SCIENTIFIC/ENGINEERING OFFICER GR. 3 | 8350 | TEST
9 | 1.16 (6) | CONSULTANCY-SCIENTIFIC/ENGINEERING OFFICER GR. 3 | 8350 | TEST
9 | PAGE 147 | CONSULTANCY-SCIENTIFIC/ENGINEERING OFFICER GR. 3 | 8350 | DAY
9 | 1.16 (5) | CONSULTANCY-SCIENTIFIC/ENGINEERING OFFICER GR. 4 | 9100 | TEST
9 | 1.16 (5) | CONSULTANCY-SCIENTIFIC/ENGINEERING OFFICER GR. 4 | 9100 | TEST
9 | 1.16 (5) | CONSULTANCY-SCIENTIFIC/ENGINEERING OFFICER GR. 4 | 9100 | TEST
9 | PAGE 147 | CONSULTANCY-SCIENTIFIC/ENGINEERING OFFICER GR.4 | 9100 | CONSUL
9 | PAGE 147 | CONSULTANCY-SCIENTIFIC/ENGINEERING OFFICER GR.4 | 9100 | CONSUL
9 | IDRE 7 | CONTACT PERFORMANCE (MAKING, BREAKING, CYCLIC CAPACITY) TEST ON PROTECTIVE RELAYS UPTO 1000 OP./DAY | 5200 | TEST
9 | IDRE 7 | CONTACT PERFORMANCE (MAKING, BREAKING, CYCLIC CAPACITY) TEST ON PROTECTIVE RELAYS UPTO 1000 OP./DAY | 5200 | TEST
9 | IDEM A18.0 | CONTINUOUS (DC) MAGNETIC INDUCTION OF EXTERNAL ORIGIN (PER COIL) | 800 | TEST
9 | IDEM B18.1 | CONTINUOUS (DC) MAGNETIC INDUCTION OF EXTERNAL ORIGIN (PER COIL) | 1050 | TEST
9 | IDEM A18.0 | CONTINUOUS (DC) MAGNETIC INDUCTION OF EXTERNAL ORIGIN (PER COIL) | 1000 | TEST
9 | IDEM B20.0 | CONTINUOUS (DC) MAGNETIC INDUCTION OF EXTERNAL ORIGIN (PER COIL) | 1300 | TEST
9 | IDEM A18.0 | CONTINUOUS (DC) MAGNETIC INDUCTION OF EXTERNAL ORIGIN (PER COIL) | 800 | TEST
9 | IDEM B18.1 | CONTINUOUS (DC) MAGNETIC INDUCTION OF EXTERNAL ORIGIN (PER COIL) | 1050 | TEST
9 | IDEM A18.0 | CONTINUOUS (DC) MAGNETIC INDUCTION OF EXTERNAL ORIGIN (PER COIL) | 1000 | TEST
9 | IDEM B20.0 | CONTINUOUS (DC) MAGNETIC INDUCTION OF EXTERNAL ORIGIN (PER COIL) | 1300 | TEST
9 | IDEM A24.0 | DAMP HEAT CYCLIC TEST | 13350 | TEST
9 | IDEM B24.0 | DAMP HEAT CYCLIC TEST | 13350 | TEST
9 | IDEM A24.0 | DAMP HEAT CYCLIC TEST | 16050 | TEST
9 | IDEM B26.0 | DAMP HEAT CYCLIC TEST | 16050 | TEST
9 | IDEM A24.0 | DAMP HEAT CYCLIC TEST | 13350 | TEST
9 | IDEM B24.0 | DAMP HEAT CYCLIC TEST | 13350 | TEST
9 | IDEM A24.0 | DAMP HEAT CYCLIC TEST | 16050 | TEST
9 | IDEM B26.0 | DAMP HEAT CYCLIC TEST | 16050 | TEST
9 | IDEM 66 - IEC | DAMP HEAT CYCLIC TEST - CL.6.3.3 - 1 - 3 PHASE | 13350 | TEST
9 | IDEM 66 - IEC | DAMP HEAT CYCLIC TEST - CL.6.3.3 - 1 - 3 PHASE | 13350 | TEST
9 | IDEM A40.2 | DAMPED OSCILLATORY | 3300 | TEST
9 | IDEM B40.2 | DAMPED OSCILLATORY | 4400 | TEST
9 | IDEM A42.0 | DAMPED OSCILLATORY | 5000 | TEST
9 | IDEM B44.0 | DAMPED OSCILLATORY | 6000 | TEST
9 | IDEM A40.2 | DAMPED OSCILLATORY | 3300 | TEST
9 | IDEM B40.2 | DAMPED OSCILLATORY | 4400 | TEST
9 | IDEM A42.0 | DAMPED OSCILLATORY | 5000 | TEST
9 | IDEM B44.0 | DAMPED OSCILLATORY | 6000 | TEST
9 | IDEM 66 - IEC | DAMPED OSCILLATORY WAVES IMMUNITY TEST - CL.7.3.7 - 1 PHASE | 3300 | TEST
9 | IDEM 66 - IEC | DAMPED OSCILLATORY WAVES IMMUNITY TEST - CL.7.3.7 - 1 PHASE | 3300 | TEST
9 | IDEM 66 - IEC | DAMPED OSCILLATORY WAVES IMMUNITY TEST - CL.7.3.7 - 3 PHASE | 4400 | TEST
9 | IDEM 66 - IEC | DAMPED OSCILLATORY WAVES IMMUNITY TEST - CL.7.3.7 - 3 PHASE | 4400 | TEST
9 | IDEM 56 - IEC | DC & EVEN HARMONICS IN AC CIRCUIT - ENERGY METERS - IEC STD - CL.8.2 - 1 PH. | 1800 | TEST
9 | IDEM 56 - IEC | DC & EVEN HARMONICS IN AC CIRCUIT - ENERGY METERS - IEC STD - CL.8.2 - 1 PH. | 1800 | TEST
9 | IDEM 56 - IEC | DC & EVEN HARMONICS IN AC CIRCUIT - ENERGY METERS - IEC STD - CL.8.2 - 3 PH. | 2200 | TEST
9 | IDEM 56 - IEC | DC & EVEN HARMONICS IN AC CIRCUIT - ENERGY METERS - IEC STD - CL.8.2 - 3 PH. | 2200 | TEST
9 | IDEM A33.0 | DC COMPONENT IN AC CIRCUIT | 1800 | TEST
9 | IDEM B33.0 | DC COMPONENT IN AC CIRCUIT | 2200 | TEST
9 | IDEM A33.0 | DC COMPONENT IN AC CIRCUIT | 3500 | TEST
9 | IDEM B35.0 | DC COMPONENT IN AC CIRCUIT | 5000 | TEST
9 | IDEM A33.0 | DC COMPONENT IN AC CIRCUIT | 1800 | TEST
9 | IDEM B33.0 | DC COMPONENT IN AC CIRCUIT | 2200 | TEST
9 | IDEM A33.0 | DC COMPONENT IN AC CIRCUIT | 3500 | TEST
9 | IDEM B35.0 | DC COMPONENT IN AC CIRCUIT | 5000 | TEST
9 | IDRE 5b | DEVELOPMENT ASSISTANCE FOR EVERY ADDL. HR. | 1650 | TEST
9 | IDRE 5b | DEVELOPMENT ASSISTANCE FOR EVERY ADDL. HR. | 1650 | TEST
9 | IDRE 5a | DEVELOPMENT ASSISTANCE UP TO 2 HRS. | 3100 | TEST
9 | IDRE 5a | DEVELOPMENT ASSISTANCE UP TO 2 HRS. | 3100 | TEST
9 | ID/TRF/01 - 22/1/16 | DEVELOPMENT TESTING FOR DLMS COMPLIANCE TESTING ON SMART METERS(SINGLE/THREE PHASE) FOR ONE DAY | 40000 | TEST
9 | ID/TRF/01 - 22/1/16 | DEVELOPMENT TESTING FOR DLMS COMPLIANCE TESTING ON SMART METERS(SINGLE/THREE PHASE) FOR ONE DAY | 40000 | TEST
9 | DEVELOPMENTAL ASSISTANCE FOR 1 DAY | DEVELOPMENTAL ASSISTANCE FOR 1 DAY | 40000 | NOS
9 | IDEM 52.0 | DEVELOPMENTAL ASSISTANCE FOR ADDITIONAL HOUR OR PART THERE OF | 1650 | TEST
9 | IDEM 52.0 | DEVELOPMENTAL ASSISTANCE FOR ADDITIONAL HOUR OR PART THERE OF | 1650 | TEST
9 | IDEM B51.0 | DEVELOPMENTAL ASSISTANCE FOR ADDITIONAL HRS. OR PART THEREOF | 1650 | TEST
9 | IDEM B51.0 | DEVELOPMENTAL ASSISTANCE FOR ADDITIONAL HRS. OR PART THEREOF | 1650 | TEST
9 | IDEM B50.0 | DEVELOPMENTAL ASSISTANCE FOR FIRST 4 HOURS | 6600 | TEST
9 | IDEM B50.0 | DEVELOPMENTAL ASSISTANCE FOR FIRST 4 HOURS | 6600 | TEST
9 | IDEM 51.0 | DEVELOPMENTAL ASSISTANCE FOR FIRST 4 HRS. | 6600 | TEST
9 | IDEM 51.0 | DEVELOPMENTAL ASSISTANCE FOR FIRST 4 HRS. | 6600 | TEST
9 | IDEM C1.0 | DEVELOPMENTAL ASSISTANCE(DA) SCHEME FOR TESTING OF PROTO TYPE MODELS(ELECT. PARAMETERS ONLY) | 9000 | TEST
9 | IDEM C1.0 | DEVELOPMENTAL ASSISTANCE(DA) SCHEME FOR TESTING OF PROTO TYPE MODELS(ELECT. PARAMETERS ONLY) | 9000 | TEST
9 | IDUP B15b | DEVELOPMENTAL CHARGES- ADDL. HOURS | 500 | TEST
9 | IDUP B15b | DEVELOPMENTAL CHARGES- ADDL. HOURS | 500 | TEST
9 | IDUP 16b | DEVELOPMENTAL CHARGES-ADDL. HRS. | 500 | TEST
9 | IDUP C16b | DEVELOPMENTAL CHARGES-ADDL. HRS. | 500 | TEST
9 | IDUP A16b | DEVELOPMENTAL CHARGES-ADDL. HRS. | 600 | TEST
9 | IDUP B15b | DEVELOPMENTAL CHARGES-ADDL. HRS. | 600 | TEST
9 | IDUP C16b | DEVELOPMENTAL CHARGES-ADDL. HRS. | 600 | TEST
9 | IDUP 16b | DEVELOPMENTAL CHARGES-ADDL. HRS. | 500 | TEST
9 | IDUP C16b | DEVELOPMENTAL CHARGES-ADDL. HRS. | 500 | TEST
9 | IDUP A16b | DEVELOPMENTAL CHARGES-ADDL. HRS. | 600 | TEST
9 | IDUP B15b | DEVELOPMENTAL CHARGES-ADDL. HRS. | 600 | TEST
9 | IDUP C16b | DEVELOPMENTAL CHARGES-ADDL. HRS. | 600 | TEST
9 | IDUP 16a | DEVELOPMENTAL CHARGES-FIRST 4 HRS. | 2000 | TEST
9 | IDUP B15a | DEVELOPMENTAL CHARGES-FIRST 4 HRS. | 2000 | TEST
9 | IDUP C16a | DEVELOPMENTAL CHARGES-FIRST 4 HRS. | 2000 | TEST
9 | IDUP A16a | DEVELOPMENTAL CHARGES-FIRST 4 HRS. | 2400 | TEST
9 | IDUP B15a | DEVELOPMENTAL CHARGES-FIRST 4 HRS. | 2400 | TEST
9 | IDUP C16a | DEVELOPMENTAL CHARGES-FIRST 4 HRS. | 2400 | TEST
9 | IDUP 16a | DEVELOPMENTAL CHARGES-FIRST 4 HRS. | 2000 | TEST
9 | IDUP B15a | DEVELOPMENTAL CHARGES-FIRST 4 HRS. | 2000 | TEST
9 | IDUP C16a | DEVELOPMENTAL CHARGES-FIRST 4 HRS. | 2000 | TEST
9 | IDUP A16a | DEVELOPMENTAL CHARGES-FIRST 4 HRS. | 2400 | TEST
9 | IDUP B15a | DEVELOPMENTAL CHARGES-FIRST 4 HRS. | 2400 | TEST
9 | IDUP C16a | DEVELOPMENTAL CHARGES-FIRST 4 HRS. | 2400 | TEST
9 | IDRE 8 | DIELECTRIC TEST/AC POWER FREQUENCY VOLTAGE TEST/HIGH VOLTAGE TEST ON PROTECTIVE RELAYS FOR 3 POINTS | 1250 | TEST
9 | IDRE 8 | DIELECTRIC TEST/AC POWER FREQUENCY VOLTAGE TEST/HIGH VOLTAGE TEST ON PROTECTIVE RELAYS FOR 3 POINTS | 1250 | TEST
9 | ID/TRF/01 - 22/1/16 | DLMS COMPLIANCE TEST ON SMART METERS(SINGLE/THREE PHASE) FOR ONE COMMUNICAION PORT | 100000 | TEST
9 | ID/TRF/01 - 22/1/16 | DLMS COMPLIANCE TEST ON SMART METERS(SINGLE/THREE PHASE) FOR ONE COMMUNICAION PORT | 100000 | TEST
9 | IT 2 | DLMS COMPLIANCE TESTING | 20100 | TEST
9 | ITMP 2 | DLMS COMPLIANCE TESTING | 30000 | TEST
9 | IT 2 | DLMS COMPLIANCE TESTING | 20100 | TEST
9 | ITMP 2 | DLMS COMPLIANCE TESTING | 30000 | TEST
9 | IT 2 | DLMS COMPLIANCE TESTING | 20100 | TEST
9 | ITMP 2 | DLMS COMPLIANCE TESTING | 30000 | TEST
9 | ID/TRF/01 - 22/1/16 | DLMS CONFORMANCE TO DLMS/COSEM(IEC 62056) PER SAMPLE | 40000 | TEST
9 | ID/TRF/01 - 22/1/16 | DLMS CONFORMANCE TO DLMS/COSEM(IEC 62056) PER SAMPLE | 40000 | TEST
9 | ITMP 3 | DLMS DEVELOPMENT ASSISTANCE FOR COMPLIANCE TESTING(DAILY CHARGES) | 20000 | TEST
9 | ITMP 3 | DLMS DEVELOPMENT ASSISTANCE FOR COMPLIANCE TESTING(DAILY CHARGES) | 20000 | TEST
9 | ITMP 3 | DLMS DEVELOPMENT ASSISTANCE FOR COMPLIANCE TESTING(DAILY CHARGES) | 20000 | TEST
9 | ITMP 5 | DLMS DEVELOPMENT ASSISTANCE FOR COMPLIANCE TESTING(MONTHLY CHARGES) | 270000 | TEST
9 | ITMP 5 | DLMS DEVELOPMENT ASSISTANCE FOR COMPLIANCE TESTING(MONTHLY CHARGES) | 270000 | TEST
9 | ITMP 5 | DLMS DEVELOPMENT ASSISTANCE FOR COMPLIANCE TESTING(MONTHLY CHARGES) | 270000 | TEST
9 | ITMP 4 | DLMS DEVELOPMENT ASSISTANCE FOR COMPLIANCE TESTING(WEEKLY CHARGES) | 80000 | TEST
9 | ITMP 4 | DLMS DEVELOPMENT ASSISTANCE FOR COMPLIANCE TESTING(WEEKLY CHARGES) | 80000 | TEST
9 | ITMP 4 | DLMS DEVELOPMENT ASSISTANCE FOR COMPLIANCE TESTING(WEEKLY CHARGES) | 80000 | TEST
9 | IT 3 | DLMS DEVELOPMENTAL ASSISTANCE FOR DLMS COMPLIANCE TESTING (DAILY CHARGES) | 11000 | TEST
9 | IT 3 | DLMS DEVELOPMENTAL ASSISTANCE FOR DLMS COMPLIANCE TESTING (DAILY CHARGES) | 11000 | TEST
9 | IT 3 | DLMS DEVELOPMENTAL ASSISTANCE FOR DLMS COMPLIANCE TESTING (DAILY CHARGES) | 11000 | TEST
9 | IT 5 | DLMS DEVELOPMENTAL ASSISTANCE FOR DLMS COMPLIANCE TESTING (MONTHLY CHARGES) | 148500 | TEST
9 | IT 5 | DLMS DEVELOPMENTAL ASSISTANCE FOR DLMS COMPLIANCE TESTING (MONTHLY CHARGES) | 148500 | TEST
9 | IT 5 | DLMS DEVELOPMENTAL ASSISTANCE FOR DLMS COMPLIANCE TESTING (MONTHLY CHARGES) | 148500 | TEST
9 | IT 4 | DLMS DEVELOPMENTAL ASSISTANCE FOR DLMS COMPLIANCE TESTING (WEEKLY CHARGES) | 44000 | TEST
9 | IT 4 | DLMS DEVELOPMENTAL ASSISTANCE FOR DLMS COMPLIANCE TESTING (WEEKLY CHARGES) | 44000 | TEST
9 | IT 4 | DLMS DEVELOPMENTAL ASSISTANCE FOR DLMS COMPLIANCE TESTING (WEEKLY CHARGES) | 44000 | TEST
9 | UARC/TRF/02/02.12.13 | DNP3 CONFIRMANCE TESTING | 325100 | TEST
9 | IDEM A32.0 | DRIVING TORQUE MEASUREMENT TEST | 400 | TEST
9 | IDEM A32.0 | DRIVING TORQUE MEASUREMENT TEST | 1000 | TEST
9 | IDEM B34.0 | DRIVING TORQUE MEASUREMENT TEST | 1500 | TEST
9 | IDEM A32.0 | DRIVING TORQUE MEASUREMENT TEST | 400 | TEST
9 | IDEM A32.0 | DRIVING TORQUE MEASUREMENT TEST | 1000 | TEST
9 | IDEM B34.0 | DRIVING TORQUE MEASUREMENT TEST | 1500 | TEST
9 | IDEM B32.0 | DRIVING TORQUE MEASURMEENT TEST | 650 | TEST
9 | IDEM B32.0 | DRIVING TORQUE MEASURMEENT TEST | 650 | TEST
9 | IDEM A22.0 | DRY HEAT TEST | 6750 | TEST
9 | IDEM B22.0 | DRY HEAT TEST | 6750 | TEST
9 | IDEM A22.0 | DRY HEAT TEST | 8100 | TEST
9 | IDEM B24.0 | DRY HEAT TEST | 8100 | TEST
9 | IDEM A22.0 | DRY HEAT TEST | 6750 | TEST
9 | IDEM B22.0 | DRY HEAT TEST | 6750 | TEST
9 | IDEM A22.0 | DRY HEAT TEST | 8100 | TEST
9 | IDEM B24.0 | DRY HEAT TEST | 8100 | TEST
9 | IDEM 66 - IEC | DRY HEAT TEST - CL.6.3.1 - 1 - 3 PHASE | 6750 | TEST
9 | IDEM 66 - IEC | DRY HEAT TEST - CL.6.3.1 - 1 - 3 PHASE | 6750 | TEST
9 | IDRE 21 | DYNAMIC TEST USING EMTP FILES (PER FILE) | 800 | per file
9 | IDRE 21 | DYNAMIC TEST USING EMTP FILES (PER FILE) | 800 | per file
9 | IDEM A54.0 | EFFECT OF HIGHT VOLTAGE/HIGH FREQUENCY SPARK DISCHARGE TEST. | 5950 | TEST
9 | IDEM B56.0 | EFFECT OF HIGHT VOLTAGE/HIGH FREQUENCY SPARK DISCHARGE TEST. | 5950 | TEST
9 | IDEM A54.0 | EFFECT OF HIGHT VOLTAGE/HIGH FREQUENCY SPARK DISCHARGE TEST. | 5950 | TEST
9 | IDEM B56.0 | EFFECT OF HIGHT VOLTAGE/HIGH FREQUENCY SPARK DISCHARGE TEST. | 5950 | TEST
9 | IDEM A55.0 | EFFECT OF PERMANENT MAGNET OF 0.5 TESLA | 1200 | TEST
9 | IDEM B57.0 | EFFECT OF PERMANENT MAGNET OF 0.5 TESLA | 1200 | TEST
9 | IDEM A55.0 | EFFECT OF PERMANENT MAGNET OF 0.5 TESLA | 1200 | TEST
9 | IDEM B57.0 | EFFECT OF PERMANENT MAGNET OF 0.5 TESLA | 1200 | TEST
9 | IDEM-A4.0 | EFFECT OF SHORT TIME OVER CURRENT | 1350 | TEST
9 | IDEM-A4.0 | EFFECT OF SHORT TIME OVER CURRENT | 1650 | TEST
9 | IDEM-B4.0 | EFFECT OF SHORT TIME OVER CURRENT | 1900 | TEST
9 | IDEM-A4.0 | EFFECT OF SHORT TIME OVER CURRENT | 1350 | TEST
9 | IDEM-A4.0 | EFFECT OF SHORT TIME OVER CURRENT | 1650 | TEST
9 | IDEM-B4.0 | EFFECT OF SHORT TIME OVER CURRENT | 1900 | TEST
9 | IDEM B4.0 | EFFECT OF SHORT TIME OVER CURRENT. | 1550 | TEST
9 | IDEM B4.0 | EFFECT OF SHORT TIME OVER CURRENT. | 1550 | TEST
9 | IDEM A60.0 | EFFICIENCY FACTOR | 500 | TEST
9 | IDEM A60.0 | EFFICIENCY FACTOR | 500 | TEST
9 | IDUP A4 | EFFICIENCY TEST | 1900 | TEST
9 | IDUP B.4 | EFFICIENCY TEST | 2400 | TEST
9 | IDUP C4 | EFFICIENCY TEST | 3000 | TEST
9 | IDUP D1 | EFFICIENCY TEST | 3950 | TEST
9 | IDUP A4 | EFFICIENCY TEST | 2300 | TEST
9 | IDUP B4 | EFFICIENCY TEST | 2900 | TEST
9 | IDUP C4 | EFFICIENCY TEST | 3600 | TEST
9 | IDUP D1 | EFFICIENCY TEST | 4750 | TEST
9 | IDUP A4 | EFFICIENCY TEST | 1900 | TEST
9 | IDUP B.4 | EFFICIENCY TEST | 2400 | TEST
9 | IDUP C4 | EFFICIENCY TEST | 3000 | TEST
9 | IDUP D1 | EFFICIENCY TEST | 3950 | TEST
9 | IDUP A4 | EFFICIENCY TEST | 2300 | TEST
9 | IDUP B4 | EFFICIENCY TEST | 2900 | TEST
9 | IDUP C4 | EFFICIENCY TEST | 3600 | TEST
9 | IDUP D1 | EFFICIENCY TEST | 4750 | TEST
9 | IDEM E3.0 | EFT PER HALF DAY BASIS | 8000 | TEST
9 | IDEM E3.0 | EFT PER HALF DAY BASIS | 8000 | TEST
9 | IDEM A44.0 | ELECTRICAL FAST TRANSIENT (EFT)M BURST TEST | 5000 | TEST
9 | IDEM B46.0 | ELECTRICAL FAST TRANSIENT (EFT)M BURST TEST | 8000 | TEST
9 | IDEM B46.0 | ELECTRICAL FAST TRANSIENT (EFT)M BURST TEST | 8000 | TEST
9 | IDEM A44.0 | ELECTRICAL FAST TRANSIENT (EFT)M BURST TEST | 5000 | TEST
9 | IDEM A42.0 | ELECTRICAL TEST TRANSIENT (EFT)M BURST TEST | 4000 | TEST
9 | IDEM A42.0 | ELECTRICAL TEST TRANSIENT (EFT)M BURST TEST | 4000 | TEST
9 | IDEM B42.0 | ELECTRICAL FAST TRANSIENT (EFT) BURST TEST | 1800 | TEST
9 | IDEM B42.0 | ELECTRICAL FAST TRANSIENT (EFT) BURST TEST | 1800 | TEST
9 | IDEM A43.0 | ELECTROSTATIC DISCHAREGE (ESD) TEST | 4000 | TEST
9 | IDEM B45.0 | ELECTROSTATIC DISCHAREGE (ESD) TEST | 5000 | TEST
9 | IDEM A43.0 | ELECTROSTATIC DISCHAREGE (ESD) TEST | 4000 | TEST
9 | IDEM B45.0 | ELECTROSTATIC DISCHAREGE (ESD) TEST | 5000 | TEST
9 | IDEM A 41.0 | ELECTROSTATIC DISCHARGE TEST (ESD) | 2200 | TEST
9 | IDEM B41.0 | ELECTROSTATIC DISCHARGE TEST (ESD) | 2200 | TEST
9 | IDEM A 41.0 | ELECTROSTATIC DISCHARGE TEST (ESD) | 2200 | TEST
9 | IDEM B41.0 | ELECTROSTATIC DISCHARGE TEST (ESD) | 2200 | TEST
9 | IDEM E2.0 | EMI/EMC TEST EQUIPMENT: GTEM CELL WITH ACCESSORIES PER DAY BASIS | 25000 | TEST
9 | IDEM E2.0 | EMI/EMC TEST EQUIPMENT: GTEM CELL WITH ACCESSORIES PER DAY BASIS | 25000 | TEST
9 | IDEM A40.1 | EMISSION TEST USING OATS FACILITY | 6600 | TEST
9 | IDEM B40.1 | EMISSION TEST USING OATS FACILITY | 6600 | TEST
9 | IDEM A41.0 | EMISSION TEST USING OATS FACILITY | 10000 | TEST
9 | IDEM B43.0 | EMISSION TEST USING OATS FACILITY | 10000 | TEST
9 | IDEM A40.1 | EMISSION TEST USING OATS FACILITY | 6600 | TEST
9 | IDEM B40.1 | EMISSION TEST USING OATS FACILITY | 6600 | TEST
9 | IDEM A41.0 | EMISSION TEST USING OATS FACILITY | 10000 | TEST
9 | IDEM B43.0 | EMISSION TEST USING OATS FACILITY | 10000 | TEST
9 | IDEM E4.0 | ESD PER HALF DAY BASIS | 8000 | TEST
9 | IDEM E4.0 | ESD PER HALF DAY BASIS | 8000 | TEST
9 | IDEM 66 - IEC | FAST TRANSIENT BURST TEST - CL.7.5.4 - 1 PHASE | 4000 | TEST
9 | IDEM 66 - IEC | FAST TRANSIENT BURST TEST - CL.7.5.4 - 1 PHASE | 4000 | TEST
9 | IDEM 66 - IEC | FAST TRANSIENT BURST TEST - CL.7.5.4 - 3 PHASE | 5750 | TEST
9 | IDEM 66 - IEC | FAST TRANSIENT BURST TEST - CL.7.5.4 - 3 PHASE | 5750 | TEST
9 | IDUP D10 | FIELD TESTING/IINSPECTION OF UPS AT CUSTOMER'S SITE PER DAY FOR MAX. OF 5 NOS. OF UPS | 17600 | TEST
9 | IDUP D10 | FIELD TESTING/IINSPECTION OF UPS AT CUSTOMER'S SITE PER DAY FOR MAX. OF 5 NOS. OF UPS | 17600 | TEST
9 | IDUP 15 | FIELD TESTING/INSPECTION OF UPS @ CUSTOMER'S SITE PER DAY FOR MAX. F 5 NOS. OF UPS | 8500 | TEST
9 | IDUP A15 | FIELD TESTING/INSPECTION OF UPS @ CUSTOMER'S SITE PER DAY FOR MAX. F 5 NOS. OF UPS | 10200 | TEST
9 | IDUP B14 | FIELD TESTING/INSPECTION OF UPS @ CUSTOMER'S SITE PER DAY FOR MAX. F 5 NOS. OF UPS | 10200 | TEST
9 | IDUP C15 | FIELD TESTING/INSPECTION OF UPS @ CUSTOMER'S SITE PER DAY FOR MAX. F 5 NOS. OF UPS | 10200 | TEST
9 | IDUP D10 | FIELD TESTING/INSPECTION OF UPS @ CUSTOMER'S SITE PER DAY FOR MAX. F 5 NOS. OF UPS | 21150 | TEST
9 | IDUP 15 | FIELD TESTING/INSPECTION OF UPS @ CUSTOMER'S SITE PER DAY FOR MAX. F 5 NOS. OF UPS | 8500 | TEST
9 | IDUP A15 | FIELD TESTING/INSPECTION OF UPS @ CUSTOMER'S SITE PER DAY FOR MAX. F 5 NOS. OF UPS | 10200 | TEST
9 | IDUP B14 | FIELD TESTING/INSPECTION OF UPS @ CUSTOMER'S SITE PER DAY FOR MAX. F 5 NOS. OF UPS | 10200 | TEST
9 | IDUP C15 | FIELD TESTING/INSPECTION OF UPS @ CUSTOMER'S SITE PER DAY FOR MAX. F 5 NOS. OF UPS | 10200 | TEST
9 | IDUP D10 | FIELD TESTING/INSPECTION OF UPS @ CUSTOMER'S SITE PER DAY FOR MAX. F 5 NOS. OF UPS | 21150 | TEST
9 | IDUP B.14 | FIELD TESTING/INSPECTION OF UPS @ CUSTOMER'S SITE PER DAY FOR MAX. OF 5 NO. OF UPS | 8500 | TEST
9 | IDUP B.14 | FIELD TESTING/INSPECTION OF UPS @ CUSTOMER'S SITE PER DAY FOR MAX. OF 5 NO. OF UPS | 8500 | TEST
9 | IDUP C15 | FIELD TESTING/INSPECTION OF UPS AT CUSTOMER'S SITE PER DAY FOR MAX OF 5 NOS. OF UPS | 8500 | TEST
9 | IDUP C15 | FIELD TESTING/INSPECTION OF UPS AT CUSTOMER'S SITE PER DAY FOR MAX OF 5 NOS. OF UPS | 8500 | TEST
9 | IDEM F1.0 | FIRST 25 POINTS | 450 | POINT
9 | IEC 61850- EDITION-2 | FIRST IED | 800000 | PER IED
9 | IEC 61850-EDITION 2 | FOURTH & FIFTH IED | 650000 | PER IED
9 | IDEM 52 - IEC | FREQUENCY VARIATION - ENERGY METERS - IEC STD - CL.8.2 - ! PH. | 1450 | TEST
9 | IDEM 52 - IEC | FREQUENCY VARIATION - ENERGY METERS - IEC STD - CL.8.2 - ! PH. | 1450 | TEST
9 | IDEM 52 - IEC | FREQUENCY VARIATION - ENERGY METERS - IEC STD - CL.8.2 - 3 PH. | 2100 | TEST
9 | IDEM 52 - IEC | FREQUENCY VARIATION - ENERGY METERS - IEC STD - CL.8.2 - 3 PH. | 2100 | TEST
9 | IDEM A17.0 | FREQUENCY VARIATION TEST | 800 | TEST
9 | IDEM A17.0 | FREQUENCY VARIATION TEST | 1000 | TEST
9 | IDEM B17.0 | FREQUENCY VARIATION TEST | 1300 | TEST
9 | IDEM A17.0 | FREQUENCY VARIATION TEST | 800 | TEST
9 | IDEM A17.0 | FREQUENCY VARIATION TEST | 1000 | TEST
9 | IDEM B17.0 | FREQUENCY VARIATION TEST | 1300 | TEST
9 | IDEM B17.0 | FRQUENCY VARIATION TEST | 1050 | TEST
9 | IDEM B17.0 | FRQUENCY VARIATION TEST | 1050 | TEST
9 | IDUP A6 | FULL LOAD TEST (8 HRS) | 3550 | TEST
9 | IDUP B.6 | FULL LOAD TEST (8 HRS) | 4200 | TEST
9 | IDUP A6 | FULL LOAD TEST (8 HRS) | 4300 | TEST
9 | IDUP B6 | FULL LOAD TEST (8 HRS) | 5050 | TEST
9 | IDUP C6 | FULL LOAD TEST (8 HRS) | 5800 | TEST
9 | IDUP D3 | FULL LOAD TEST (8 HRS) | 7950 | TEST
9 | IDUP A6 | FULL LOAD TEST (8 HRS) | 3550 | TEST
9 | IDUP B.6 | FULL LOAD TEST (8 HRS) | 4200 | TEST
9 | IDUP A6 | FULL LOAD TEST (8 HRS) | 4300 | TEST
9 | IDUP B6 | FULL LOAD TEST (8 HRS) | 5050 | TEST
9 | IDUP C6 | FULL LOAD TEST (8 HRS) | 5800 | TEST
9 | IDUP D3 | FULL LOAD TEST (8 HRS) | 7950 | TEST
9 | IDUP C6 | FULL LOAD TEST(8 HRS.) | 4800 | TEST
9 | IDUP C6 | FULL LOAD TEST(8 HRS.) | 4800 | TEST
9 | IDUP D3 | FULL LOAD TEST(8 HRS) | 6600 | TEST
9 | IDUP D3 | FULL LOAD TEST(8 HRS) | 6600 | TEST
9 | IDEM-A1.0 | FUNCTIONAL ACCURACY TEST | 400 | TEST
9 | IDEM-A1.0 | FUNCTIONAL ACCURACY TEST | 500 | TEST
9 | IDEM-B1.0 | FUNCTIONAL ACCURACY TEST | 800 | TEST
9 | IDEM-A1.0 | FUNCTIONAL ACCURACY TEST | 400 | TEST
9 | IDEM-A1.0 | FUNCTIONAL ACCURACY TEST | 500 | TEST
9 | IDEM-B1.0 | FUNCTIONAL ACCURACY TEST | 800 | TEST
9 | IDEM B1.0 | FUNCTIONAL ACCURACY TEST. | 650 | TEST
9 | IDEM B1.0 | FUNCTIONAL ACCURACY TEST. | 650 | TEST
9 | FUNCTIONAL PERFORMANCE A-1.4 FUNCTIONAL TESTS WITHIN THE LIMIT RANGE OF OPERATION WITH VOLTAGE | FUNCTIONAL PERFORMANCE A-1.4 FUNCTIONAL TESTS WITHIN THE LIMIT RANGE OF OPERATION WITH VOLTAGE | 9800 | PER TEST
9 | FUNCTIONAL PERFORMANCE A-1.5 FUNCTIONAL TESTS WITHIN THE LIMIT RANGE OF OPERATION WITH TEMPERATURE | FUNCTIONAL PERFORMANCE A-1.5 FUNCTIONAL TESTS WITHIN THE LIMIT RANGE OF OPERATION WITH TEMPERATURE | 24100 | PER TEST
9 | FUNCTIONAL PERFORMANCE AS PER A-1.3 PAYMENT MODE - CORE FUNCTIONAL TEST WITH VOLTAGE AND TEMPERATURE | FUNCTIONAL PERFORMANCE AS PER A-1.3 PAYMENT MODE - CORE FUNCTIONAL TEST WITH VOLTAGE AND TEMPERATURE | 36330 | PER TEST
9 | FUNCTIONAL REQUIREMENT C1. 6.1 & 6.2 | FUNCTIONAL REQUIREMENT C1. 6.1 & 6.2 | 8860 | TEST
9 | IDEM A 37.0 | FUNCTIONAL TEST | 400 | TEST
9 | IDEM B37.0 | FUNCTIONAL TEST | 650 | TEST
9 | IDEM A37.0 | FUNCTIONAL TEST | 500 | TEST
9 | IDEM B39.0 | FUNCTIONAL TEST | 800 | TEST
9 | IDEM A 37.0 | FUNCTIONAL TEST | 400 | TEST
9 | IDEM B37.0 | FUNCTIONAL TEST | 650 | TEST
9 | IDEM A37.0 | FUNCTIONAL TEST | 500 | TEST
9 | IDEM B39.0 | FUNCTIONAL TEST | 800 | TEST
9 | IDEM A67.0 | GLOW WIRE TEST | 5000 | METER
9 | IDEM B67.0 | GLOW WIRE TEST | 5000 | METER
9 | IDEM A67.0 | GLOW WIRE TEST | 5000 | METER
9 | IDEM B67.0 | GLOW WIRE TEST | 5000 | METER
9 | IDEM 55 - IEC | HARMONIC COMPONENT - ENERGY METERS - IEC STD - CL.8.2 | 5950 | TEST
9 | IDEM 55 - IEC | HARMONIC COMPONENT - ENERGY METERS - IEC STD - CL.8.2 | 5950 | TEST
9 | IDUP C7 | HARMONIC COMPONENT/THD MEASUREMENTS | 2100 | TEST
9 | IDUP C7 | HARMONIC COMPONENT/THD MEASUREMENTS | 2100 | TEST
9 | IDUP A7 | HARMONICS COMPONENTS/THD MEASUREMENTS | 1250 | TEST
9 | IDUP B.7 | HARMONICS COMPONENTS/THD MEASUREMENTS | 1900 | TEST
9 | IDUP D4 | HARMONICS COMPONENTS/THD MEASUREMENTS | 3150 | TEST
9 | IDUP A7 | HARMONICS COMPONENTS/THD MEASUREMENTS | 1500 | TEST
9 | IDUP B7 | HARMONICS COMPONENTS/THD MEASUREMENTS | 2300 | TEST
9 | IDUP C7 | HARMONICS COMPONENTS/THD MEASUREMENTS | 2550 | TEST
9 | IDUP D4 | HARMONICS COMPONENTS/THD MEASUREMENTS | 3800 | TEST
9 | IDUP A7 | HARMONICS COMPONENTS/THD MEASUREMENTS | 1250 | TEST
9 | IDUP B.7 | HARMONICS COMPONENTS/THD MEASUREMENTS | 1900 | TEST
9 | IDUP D4 | HARMONICS COMPONENTS/THD MEASUREMENTS | 3150 | TEST
9 | IDUP A7 | HARMONICS COMPONENTS/THD MEASUREMENTS | 1500 | TEST
9 | IDUP B7 | HARMONICS COMPONENTS/THD MEASUREMENTS | 2300 | TEST
9 | IDUP C7 | HARMONICS COMPONENTS/THD MEASUREMENTS | 2550 | TEST
9 | IDUP D4 | HARMONICS COMPONENTS/THD MEASUREMENTS | 3800 | TEST
9 | HARMONICS IN VOLTAGE WAVEFORM, C1. D-4.3 | HARMONICS IN VOLTAGE WAVEFORM, C1. D-4.3 | 104000 | PER TEST
9 | IDRE 6a | HIGH FREQUENCY DISTURBANCE (HFD) -FOR 1 POINT | 1650 | TEST
9 | IDRE 6a | HIGH FREQUENCY DISTURBANCE (HFD) -FOR 1 POINT | 1650 | TEST
9 | IDRE 6b | HIGH FREQUENCY DISTURBANCE (HFD) FOR EVERY ADDL. POINT | 900 | TEST
9 | IDRE 6b | HIGH FREQUENCY DISTURBANCE (HFD) FOR EVERY ADDL. POINT | 900 | TEST
9 | ITSA 1 | IEC 61850 CONFORMANCE TESTING | 1200000 | TEST
9 | ITSA 1(a) | IEC 61850 CONFORMANCE TESTING | 1000000 | TEST
9 | ITSA 1(a) | IEC 61850 CONFORMANCE TESTING | 800000 | TEST
9 | ITSA 1 | IEC 61850 CONFORMANCE TESTING | 1200000 | TEST
9 | ITSA 1(a) | IEC 61850 CONFORMANCE TESTING | 1000000 | TEST
9 | ITSA 1(a) | IEC 61850 CONFORMANCE TESTING | 800000 | TEST
9 | ITSA 1 | IEC 61850 CONFORMANCE TESTING | 1200000 | TEST
9 | ITSA 1(a) | IEC 61850 CONFORMANCE TESTING | 1000000 | TEST
9 | ITSA 1(a) | IEC 61850 CONFORMANCE TESTING | 800000 | TEST
9 | ITSA 1(b) | IEC 61850 CONFORMANCE TESTING - FOR EXTRA WORKING DAY- NORMAL TARIFF | 50000 | DAY
9 | ITSA 1(b) | IEC 61850 CONFORMANCE TESTING - FOR EXTRA WORKING DAY- NORMAL TARIFF | 50000 | DAY
9 | ITSA 1(b) | IEC 61850 CONFORMANCE TESTING - FOR EXTRA WORKING DAY- NORMAL TARIFF | 50000 | DAY
9 | ITSA 12 | IEC 61850 DEVELOPMENTAL ASSISTANCE FOR 1 DAY | 40000 | TEST
9 | ITSA 12 | IEC 61850 DEVELOPMENTAL ASSISTANCE FOR 1 DAY | 40000 | TEST
9 | ITSA 12 | IEC 61850 DEVELOPMENTAL ASSISTANCE FOR 1 DAY | 40000 | TEST
9 | ITSA 12 (a) | IEC 61850 DEVELOPMENTAL ASSISTANCE FOR 1 DAY - NORML TARIFF | 40000 | DAY/TEST
9 | ITSA 12 (a) | IEC 61850 DEVELOPMENTAL ASSISTANCE FOR 1 DAY - NORML TARIFF | 40000 | DAY/TEST
9 | ITSA 12 (a) | IEC 61850 DEVELOPMENTAL ASSISTANCE FOR 1 DAY - NORML TARIFF | 40000 | DAY/TEST
9 | ITSA 13 | IEC 61850 DEVELOPMENTAL ASSISTANCE FOR SUBSEQUENT BLOCK OF 4 HOURS | 15000 | TEST
9 | ITSA 13 | IEC 61850 DEVELOPMENTAL ASSISTANCE FOR SUBSEQUENT BLOCK OF 4 HOURS | 15000 | TEST
9 | ITSA 13 | IEC 61850 DEVELOPMENTAL ASSISTANCE FOR SUBSEQUENT BLOCK OF 4 HOURS | 15000 | TEST
9 | ITSA 12 (b) | IEC 61850 DEVELOPMENTAL ASSISTANCE FOR SUBSEQUENT BLOCK OF 4 HOURS - NORMAL TARIFF | 15000 | DAY/TEST
9 | ITSA 12 (b) | IEC 61850 DEVELOPMENTAL ASSISTANCE FOR SUBSEQUENT BLOCK OF 4 HOURS - NORMAL TARIFF | 15000 | DAY/TEST
9 | ITSA 12 (b) | IEC 61850 DEVELOPMENTAL ASSISTANCE FOR SUBSEQUENT BLOCK OF 4 HOURS - NORMAL TARIFF | 15000 | DAY/TEST
9 | IDEM B49.0 | IMMUNITY TO EARTH FAULT | 4500 | TEST
9 | IDEM B58.0 | IMMUNITY TO EARTH FAULT | 5400 | TEST
9 | IDEM B49.0 | IMMUNITY TO EARTH FAULT | 4500 | TEST
9 | IDEM B58.0 | IMMUNITY TO EARTH FAULT | 5400 | TEST
9 | IDRE 20a | IMPEDENCE CHARACTERISTICS | 5200 | TEST
9 | IDRE 20a | IMPEDENCE CHARACTERISTICS | 5200 | TEST
9 | IDRE 20b | IMPEDENCE CHARACTERISTICS-ADDL. 5 POINTS | 1400 | TEST
9 | IDRE 20b | IMPEDENCE CHARACTERISTICS-ADDL. 5 POINTS | 1400 | TEST
9 | IDEM 66 - IEC | IMPULSE AFTER DUST & WATER TEST - CL.7.3.2. - 1 PHASE | 16050 | TEST
9 | IDEM 66 - IEC | IMPULSE AFTER DUST & WATER TEST - CL.7.3.2. - 1 PHASE | 16050 | TEST
9 | IDEM 66 - IEC | IMPULSE AFTER DUST & WATER TEST - CL.7.3.2. - 3 PHASE | 21450 | TEST
9 | IDEM 66 - IEC | IMPULSE AFTER DUST & WATER TEST - CL.7.3.2. - 3 PHASE | 21450 | TEST
9 | IDEM A7.0 | IMPULSE VOLTAGE | 2200 | TEST
9 | IDEM A7.0 | IMPULSE VOLTAGE | 2200 | TEST
9 | IDEM B7.1 | IMPULSE VOLTAGE (CT OPERATED) | 8000 | TEST
9 | IDEM B7.1 | IMPULSE VOLTAGE (CT OPERATED) | 8000 | TEST
9 | IDEM B7.1 | IMPULSE VOLTAGE (CT) | 4400 | TEST
9 | IDEM B7.1 | IMPULSE VOLTAGE (CT) | 4400 | TEST
9 | IDEM B7.0 | IMPULSE VOLTAGE (DIRECT) | 3300 | TEST
9 | IDEM B7.0 | IMPULSE VOLTAGE (DIRECT) | 6000 | TEST
9 | IDEM B7.0 | IMPULSE VOLTAGE (DIRECT) | 3300 | TEST
9 | IDEM B7.0 | IMPULSE VOLTAGE (DIRECT) | 6000 | TEST
9 | IDEM A7.0 | IMPULSE VOLTAGE PER METER | 3000 | TEST
9 | IDEM A7.0 | IMPULSE VOLTAGE PER METER | 3000 | TEST
9 | IDEM 45 - IEC | IMPULSE VOLTAGE TEST ON ENERGY METERS - IEC STD - 1 PHASE | 2950 | TEST
9 | IDEM 45 - IEC | IMPULSE VOLTAGE TEST ON ENERGY METERS - IEC STD - 1 PHASE | 2950 | TEST
9 | IDEM 45 - IEC | IMPULSE VOLTAGE TEST ON ENERGY METERS - IEC STD - 3 PHASE | 5650 | TEST
9 | IDEM 45 - IEC | IMPULSE VOLTAGE TEST ON ENERGY METERS - IEC STD - 3 PHASE | 5650 | TEST
9 | IDRE 10 | IMPULSE VOLTAGE TEST ON PROTECTIVE RELAYS FOR 3 POINTS | 2900 | TEST
9 | IDRE 10 | IMPULSE VOLTAGE TEST ON PROTECTIVE RELAYS FOR 3 POINTS | 2900 | TEST
9 | ID/TRF/C1 | IMPULSE VOLTAGE TEST-10 kV - 1 -PH- 2 WIRE | 6000 | TEST
9 | ID/TRF/C1 | IMPULSE VOLTAGE TEST-10 kV - 1 -PH- 2 WIRE | 6000 | TEST
9 | ID/TRF/C1 | IMPULSE VOLTAGE TEST-10 kV - 3 -PH- 4 WIRE | 12000 | TEST
9 | ID/TRF/C1 | IMPULSE VOLTAGE TEST-10 kV - 3 -PH- 4 WIRE | 12000 | TEST
9 | ID/TRF/C1 | IMPULSE VOLTAGE TEST-10 kV - 3 -PH- 4 WIRE - CT OPERATED | 16000 | TEST
9 | ID/TRF/C1 | IMPULSE VOLTAGE TEST-10 kV - 3 -PH- 4 WIRE - CT OPERATED | 16000 | TEST
9 | IDEM A29.0 | INDEPENDENCE OF ADJUSTMENT | 800 | TEST
9 | IDEM B29.0 | INDEPENDENCE OF ADJUSTMENT | 1200 | TEST
9 | IDEM A29.0 | INDEPENDENCE OF ADJUSTMENT | 1000 | TEST
9 | IDEM B31.0 | INDEPENDENCE OF ADJUSTMENT | 1500 | TEST
9 | IDEM A29.0 | INDEPENDENCE OF ADJUSTMENT | 800 | TEST
9 | IDEM B29.0 | INDEPENDENCE OF ADJUSTMENT | 1200 | TEST
9 | IDEM A29.0 | INDEPENDENCE OF ADJUSTMENT | 1000 | TEST
9 | IDEM B31.0 | INDEPENDENCE OF ADJUSTMENT | 1500 | TEST
9 | IDEM A6.0 | INFLUENCE OF HEATING | 1000 | TEST
9 | IDEM B6.0 | INFLUENCE OF HEATING | 1500 | TEST
9 | IDEM A6.0 | INFLUENCE OF HEATING | 1200 | TEST
9 | IDEM B6.0 | INFLUENCE OF HEATING | 1800 | TEST
9 | IDEM A6.0 | INFLUENCE OF HEATING | 1000 | TEST
9 | IDEM B6.0 | INFLUENCE OF HEATING | 1500 | TEST
9 | IDEM A6.0 | INFLUENCE OF HEATING | 1200 | TEST
9 | IDEM B6.0 | INFLUENCE OF HEATING | 1800 | TEST
9 | IDEM-A5.0 | INFLUENCE OF SELF HEATING | 1450 | TEST
9 | IDEM-A5.0 | INFLUENCE OF SELF HEATING | 1450 | TEST
9 | IDEM B5.0 | INFLUENCE OF SELF HEATING. | 1900 | TEST
9 | IDEM B5.0 | INFLUENCE OF SELF HEATING. | 1900 | TEST
9 | IDEM A5.0 | INFLUENCE OF SELF-HEATING | 1750 | TEST
9 | IDEM B5.0 | INFLUENCE OF SELF-HEATING | 2300 | TEST
9 | IDEM A5.0 | INFLUENCE OF SELF-HEATING | 1750 | TEST
9 | IDEM B5.0 | INFLUENCE OF SELF-HEATING | 2300 | TEST
9 | IDEM A9.0 | INSULATION PER CIRCUIT | 500 | PER TEST
9 | IDEM B9.0 | INSULATION PER CIRCUIT | 500 | TEST
9 | IDEM A9.0 | INSULATION PER CIRCUIT | 500 | TEST
9 | IDEM B9.0 | INSULATION PER CIRCUIT | 500 | TEST
9 | IDEM 66 - IEC | INSULATION PROPERTIES AFTER HEATING - IEC STD - CL.7.3.2 - 1 PH | 2600 | TEST
9 | IDEM 66 - IEC | INSULATION PROPERTIES AFTER HEATING - IEC STD - CL.7.3.2 - 1 PH | 2600 | TEST
9 | IDEM 66 - IEC | INSULATION PROPERTIES AFTER HEATING - IEC STD - CL.7.3.2 - 3 PH | 4800 | TEST
9 | IDEM 66 - IEC | INSULATION PROPERTIES AFTER HEATING - IEC STD - CL.7.3.2 - 3 PH | 4800 | TEST
9 | IDEM A9.0 | INSULATION RESISTANCE | 350 | TEST
9 | IDEM B9.0 | INSULATION RESISTANCE | 400 | TEST
9 | IDEM A9.0 | INSULATION RESISTANCE | 350 | TEST
9 | IDEM B9.0 | INSULATION RESISTANCE | 400 | Nos
9 | IDEM A14.0 | INTERPRETATION OF TEST RESULTS | 400 | TEST
9 | IDEM B14.0 | INTERPRETATION OF TEST RESULTS | 500 | TEST
9 | IDEM A14.0 | INTERPRETATION OF TEST RESULTS | 500 | TEST
9 | IDEM B14.0 | INTERPRETATION OF TEST RESULTS | 600 | TEST
9 | IDEM A14.0 | INTERPRETATION OF TEST RESULTS | 400 | TEST
9 | IDEM B14.0 | INTERPRETATION OF TEST RESULTS | 500 | TEST
9 | IDEM A14.0 | INTERPRETATION OF TEST RESULTS | 500 | TEST
9 | IDEM B14.0 | INTERPRETATION OF TEST RESULTS | 600 | TEST
9 | IDEM B13.0 | LIMITS OF ERROR (ACCURACY) BALANCED | 3550 | TEST
9 | LIMITS OF ERROR (ACCURACY) BALANCED OR UNBALANCED | LIMITS OF ERROR (ACCURACY) BALANCED OR UNBALANCED | 3550 | NOS
9 | IDEM A13.0 | LIMITS OF ERROR (ACCURACY) TEST | 2000 | TEST
9 | IDEM A13.0 | LIMITS OF ERROR (ACCURACY) TEST | 2400 | PER TEST
9 | IDEM A13.0 | LIMITS OF ERROR (ACCURACY) TEST | 2000 | TEST
9 | IDEM A13.0 | LIMITS OF ERROR (ACCURACY) TEST | 2400 | TEST
9 | IDEM B13.0 | LIMITS OF ERROR (ACCURACY) TEST (BAL). | 2950 | TEST
9 | IDEM B13.0 | LIMITS OF ERROR (ACCURACY) TEST (BAL). | 2950 | TEST
9 | IDEM B13.1 | LIMITS OF ERROR (ACCURACY) TEST (UNBAL.) | 2950 | TEST
9 | IDEM B13.1 | LIMITS OF ERROR (ACCURACY) TEST (UNBAL.) | 2950 | TEST
9 | IDEM B13.0 | LIMITS OF ERROR (ACCURACY) UNBALANCED | 3550 | TEST
9 | IDUP 10 | LOAD POWER FACTOR MEASUREMENT | 1050 | TEST
9 | IDUP B.9 | LOAD POWER FACTOR MEASUREMENT | 1550 | TEST
9 | IDUP C10 | LOAD POWER FACTOR MEASUREMENT | 1800 | TEST
9 | IDUP A10 | LOAD POWER FACTOR MEASUREMENT | 1300 | TEST
9 | IDUP B9 | LOAD POWER FACTOR MEASUREMENT | 1900 | TEST
9 | IDUP C10 | LOAD POWER FACTOR MEASUREMENT | 2200 | TEST
9 | IDUP 10 | LOAD POWER FACTOR MEASUREMENT | 1050 | TEST
9 | IDUP B.9 | LOAD POWER FACTOR MEASUREMENT | 1550 | TEST
9 | IDUP C10 | LOAD POWER FACTOR MEASUREMENT | 1800 | TEST
9 | IDUP A10 | LOAD POWER FACTOR MEASUREMENT | 1300 | TEST
9 | IDUP B9 | LOAD POWER FACTOR MEASUREMENT | 1900 | TEST
9 | IDUP C10 | LOAD POWER FACTOR MEASUREMENT | 2200 | TEST
9 | CRYSTAL CONTROLLED C | LOCKS, C1. D-2 (CHARGES PER DAY) | 8830 | PER DAY
9 | IDEM A57.0 | LOGGING OF TAMPER(OCCURING & RESTORATION) PER EVENT | 500 | TEST
9 | IDEM B60.0 | LOGGING OF TAMPER(OCCURING & RESTORATION) PER EVENT | 800 | TEST
9 | IDEM A57.0 | LOGGING OF TAMPER(OCCURING & RESTORATION) PER EVENT | 500 | TEST
9 | IDEM B60.0 | LOGGING OF TAMPER(OCCURING & RESTORATION) PER EVENT | 800 | TEST
9 | IDEM A19.0 | MAGNETIC (AC) INDUCTION OF EXTERNAL ORIGIN (PER COIL) | 2200 | TEST
9 | IDEM B19.1 | MAGNETIC (AC) INDUCTION OF EXTERNAL ORIGIN (PER COIL) | 3250 | TEST
9 | IDEM A19.0 | MAGNETIC (AC) INDUCTION OF EXTERNAL ORIGIN (PER COIL) | 2650 | TEST
9 | IDEM B21.0 | MAGNETIC (AC) INDUCTION OF EXTERNAL ORIGIN (PER COIL) | 3900 | TEST
9 | IDEM A19.0 | MAGNETIC (AC) INDUCTION OF EXTERNAL ORIGIN (PER COIL) | 2200 | TEST
9 | IDEM B19.1 | MAGNETIC (AC) INDUCTION OF EXTERNAL ORIGIN (PER COIL) | 3250 | TEST
9 | IDEM A19.0 | MAGNETIC (AC) INDUCTION OF EXTERNAL ORIGIN (PER COIL) | 2650 | TEST
9 | IDEM B21.0 | MAGNETIC (AC) INDUCTION OF EXTERNAL ORIGIN (PER COIL) | 3900 | TEST
9 | IDEM 59 - IEC | MAGNETIC INDUCTION OF EXTERNAL ORIGIN - IEC STD - CL.8.2 - 1 PH | 800 | TEST
9 | IDEM 59 - IEC | MAGNETIC INDUCTION OF EXTERNAL ORIGIN - IEC STD - CL.8.2 - 1 PH | 800 | TEST
9 | IDEM 59 - IEC | MAGNETIC INDUCTION OF EXTERNAL ORIGIN - IEC STD - CL.8.2 - 3 PH | 950 | TEST
9 | IDEM 59 - IEC | MAGNETIC INDUCTION OF EXTERNAL ORIGIN - IEC STD - CL.8.2 - 3 PH | 950 | TEST
9 | IDEM 60 - IEC | MAGNETIC INDUCTION OF EXTERNAL ORIGIN 0.5T - IEC STD - CL.8.2 - 1 PH | 2200 | TEST
9 | IDEM 60 - IEC | MAGNETIC INDUCTION OF EXTERNAL ORIGIN 0.5T - IEC STD - CL.8.2 - 1 PH | 2200 | TEST
9 | IDEM 60 - IEC | MAGNETIC INDUCTION OF EXTERNAL ORIGIN 0.5T - IEC STD - CL.8.2 - 3 PH | 3250 | TEST
9 | IDEM 60 - IEC | MAGNETIC INDUCTION OF EXTERNAL ORIGIN 0.5T - IEC STD - CL.8.2 - 3 PH | 3250 | TEST
9 | IDEM A40.0 | MEASUREMENT OF COMPONENT | 650 | TEST
9 | IDEM A40.0 | MEASUREMENT OF COMPONENT | 800 | TEST
9 | IDEM B42.0 | MEASUREMENT OF COMPONENT | 800 | TEST
9 | IDEM A40.0 | MEASUREMENT OF COMPONENT | 650 | TEST
9 | IDEM A40.0 | MEASUREMENT OF COMPONENT | 800 | TEST
9 | IDEM B42.0 | MEASUREMENT OF COMPONENT | 800 | TEST
9 | IDEM B40.0 | MEASUREMENT OF COMPONENTS | 650 | TEST
9 | IDEM B40.0 | MEASUREMENT OF COMPONENTS | 650 | TEST
9 | IDRE 9 | MEASUREMENT OF INSULATION RESISTANCE TESTS ON PROTECTIVE RELAYS FOR 3 POINTS | 1000 | TEST
9 | IDRE 9 | MEASUREMENT OF INSULATION RESISTANCE TESTS ON PROTECTIVE RELAYS FOR 3 POINTS | 1000 | TEST
9 | IDUP 9b | MEASUREMENT/CREST FACTOR | 1050 | TEST
9 | IDUP A9b | MEASUREMENT/CREST FACTOR | 1300 | TEST
9 | IDUP 9b | MEASUREMENT/CREST FACTOR | 1050 | TEST
9 | IDUP A9b | MEASUREMENT/CREST FACTOR | 1300 | TEST
9 | MECHANICAL & ELECTRICAL CHARACTERISTICS AS PER IS 15884 & IEC 62052-11 | MECHANICAL & ELECTRICAL CHARACTERISTICS AS PER IS 15884 & IEC 62052-11 | 4100 | PER TEST
9 | IDRE 18 | MECHANICAL DURABILITY/ENDURANCE ON PROTECTIVE RELAYS FOR 1000 OPER/DAY | 2900 | TEST
9 | IDRE 18 | MECHANICAL DURABILITY/ENDURANCE ON PROTECTIVE RELAYS FOR 1000 OPER/DAY | 2900 | TEST
9 | IDEM A27.0 | MECHANICAL LOAD OF REGISTER | 1100 | TEST
9 | IDEM A27.0 | MECHANICAL LOAD OF REGISTER | 1350 | TEST
9 | IDEM B29.0 | MECHANICAL LOAD OF REGISTER | 2000 | TEST
9 | IDEM A27.0 | MECHANICAL LOAD OF REGISTER | 1100 | TEST
9 | IDEM A27.0 | MECHANICAL LOAD OF REGISTER | 1350 | TEST
9 | IDEM B29.0 | MECHANICAL LOAD OF REGISTER | 2000 | TEST
9 | IDEM B27.0 | MECHANICAL LOAD OF REGISTER. | 1650 | TEST
9 | IDEM B27.0 | MECHANICAL LOAD OF REGISTER. | 1650 | TEST
9 | IDEM B10.0 | METER CONSTANCT. | 950 | TEST
9 | IDEM B10.0 | METER CONSTANCT. | 950 | TEST
9 | IDEM A10.0 | METER CONSTANT | 750 | TEST
9 | IDEM A10.0 | METER CONSTANT | 900 | PER TEST
9 | IDEM B10.0 | METER CONSTANT | 1150 | TEST
9 | IDEM A10.0 | METER CONSTANT | 750 | TEST
9 | IDEM A10.0 | METER CONSTANT | 900 | TEST
9 | IDEM B10.0 | METER CONSTANT | 1150 | TEST
9 | MUAD/TRF/01/2019-20 | MINIMUM CALIBRATION CHARGES UP TO 45 POINTS | 21000 | TEST
9 | MUAD/TRF/01/2019-20 | MINIMUM CALIIBRATION CHARGES ABOVE 45 POINTS | 450 | POINT
9 | IDCA 1.1 GENERAL | MINIMUM CHARGES FOR ISSUE OF CALIBRATION CERTIFICATES/TEST REPORT | 1900 | TEST
9 | IDCA 1.1 GENERAL | MINIMUM CHARGES FOR ISSUE OF CALIBRATION CERTIFICATES/TEST REPORT | 1900 | TEST
9 | IDCA 1.1a | MINIMUM CHARGES FOR ISSUE OF CALIBRATION ERTIFICATES/TEST REPORTS | 2400 | TEST
9 | IDCA 1.1a | MINIMUM CHARGES FOR ISSUE OF CALIBRATION ERTIFICATES/TEST REPORTS | 2400 | TEST
9 | MINIMUM ORDER VALUE - TESTING OF EQUIPMENT | MINIMUM ORDER VALUE - TESTING OF EQUIPMENT | 1 | TEST
9 | MINIMUM ORDER VALUE - TESTING OF MATERIALS | MINIMUM ORDER VALUE - TESTING OF MATERIALS | 2400 | TEST
9 | PAGE 146 | MINIMUM TEST CHARGES | 2000 | TEST
9 | PAGE 146 | MINIMUM TEST CHARGES | 2000 | TEST
9 | IDEM H1.0 | MINIMUM TEST CHARGES FOR CONDUCTING TEST & ISSUE OF TEST REPORT | 2400 | TEST
9 | IDEM H1.0 | MINIMUM TEST CHARGES FOR CONDUCTING TEST & ISSUE OF TEST REPORT | 2400 | TEST
9 | IT 1 | MODBUS COMPLIANCE TESTING | 20100 | TEST
9 | ITMP 1 | MODBUS COMPLIANCE TESTING | 30000 | TEST
9 | IT 1 | MODBUS COMPLIANCE TESTING | 20100 | TEST
9 | ITMP 1 | MODBUS COMPLIANCE TESTING | 30000 | TEST
9 | IT 1 | MODBUS COMPLIANCE TESTING | 20100 | TEST
9 | ITMP 1 | MODBUS COMPLIANCE TESTING | 30000 | TEST
9 | IDEM A58.0 | MONITORING NUMBER OF TEMPER EVENTS.MAX: 50 EVENTS | 5000 | TEST
9 | IDEM B61.0 | MONITORING NUMBER OF TEMPER EVENTS.MAX: 50 EVENTS | 5000 | TEST
9 | IDEM A58.0 | MONITORING NUMBER OF TEMPER EVENTS.MAX: 50 EVENTS | 5000 | TEST
9 | IDEM B61.0 | MONITORING NUMBER OF TEMPER EVENTS.MAX: 50 EVENTS | 5000 | TEST
9 | IDEMG2.0 | N.C ACCURACY REQUIREMENTS FOR 1 PH. | 97500 | TEST
9 | IDEMG2.0 | N.C ACCURACY REQUIREMENTS FOR 1 PH. | 97500 | TEST
9 | IDEMG2.0 | N.C ACCURACY REQUIREMENTS FOR 3 PH. | 120600 | TEST
9 | IDEMG2.0 | N.C ACCURACY REQUIREMENTS FOR 3 PH. | 120600 | TEST
9 | IDEMG2.0 | N.C ACCURACY REQUIREMENTS FOR 3 PH.LT-CT | 253850 | TEST
9 | IDEMG2.0 | N.C ACCURACY REQUIREMENTS FOR 3 PH.LT-CT | 253850 | TEST
9 | IDEMG2.0 | N.C DURING INSULATION PROPERTIES FOR 1 PH. | 24000 | TEST
9 | IDEMG2.0 | N.C DURING INSULATION PROPERTIES FOR 1 PH. | 24000 | TEST
9 | IDEMG2.0 | N.C DURING INSULATION PROPERTIES FOR 3 PH. | 25950 | TEST
9 | IDEMG2.0 | N.C DURING INSULATION PROPERTIES FOR 3 PH. | 25950 | TEST
9 | IDEMG2.0 | N.C DURING INSULATION PROPERTIES FOR 3 PH.LT-CT | 41400 | TEST
9 | IDEMG2.0 | N.C DURING INSULATION PROPERTIES FOR 3 PH.LT-CT | 41400 | TEST
9 | IDEMG2.0 | N.C INFLUENCE QUANTITIES FOR 1 PH. | 148500 | TEST
9 | IDEMG2.0 | N.C INFLUENCE QUANTITIES FOR 1 PH. | 148500 | TEST
9 | IDEMG2.0 | N.C INFLUENCE QUANTITIES FOR 3 PH. | 148500 | TEST
9 | IDEMG2.0 | N.C INFLUENCE QUANTITIES FOR 3 PH. | 148500 | TEST
9 | IDEMG2.0 | N.C INFLUENCE QUANTITIES FOR 3 PH. LT-CT | 377600 | TEST
9 | IDEMG2.0 | N.C INFLUENCE QUANTITIES FOR 3 PH. LT-CT | 377600 | TEST
9 | IDEM A12.0 | NO LOAD CONDITION | 750 | TEST
9 | IDEM A12.0 | NO LOAD CONDITION | 900 | PER TEST
9 | IDEM B12.0 | NO LOAD CONDITION | 1150 | TEST
9 | IDEM A12.0 | NO LOAD CONDITION | 750 | TEST
9 | IDEM A12.0 | NO LOAD CONDITION | 900 | TEST
9 | IDEM B12.0 | NO LOAD CONDITION | 1150 | TEST
9 | IDEM B12.0 | NO-LOAD CONDITION | 950 | TEST
9 | IDEM B12.0 | NO-LOAD CONDITION | 950 | TEST
9 | NON-COMPLIANCE AFTER INSULATION PROPERTIES & DURING ANY TESTS OF ACCURACY REQUIREMENTS | NON-COMPLIANCE AFTER INSULATION PROPERTIES & DURING ANY TESTS OF ACCURACY REQUIREMENTS | 253850 | PER TEST
9 | NON-COMPLIANCE DURING ANY TEST OF INSULATION PROPERTIES | NON-COMPLIANCE DURING ANY TEST OF INSULATION PROPERTIES | 41400 | PER TEST
9 | NON-COMPLIANCE FROM TEST OF INFLUENCE QUANTITIES (50% OF RS. 377600/-) | NON-COMPLIANCE FROM TEST OF INFLUENCE QUANTITIES (50% OF RS. 377600/-) | 188800 | PER TEST
9 | IDUP B.8 | O/P POWER & FREQUENCY | 1400 | TEST
9 | IDUP C8 | O/P POWER & FREQUENCY | 1800 | TEST
9 | IDUP B.8 | O/P POWER & FREQUENCY | 1400 | TEST
9 | IDUP C8 | O/P POWER & FREQUENCY | 1800 | TEST
9 | IDUP A8 | O/PPOWER & FREQUENCY | 950 | TEST
9 | IDUP A8 | O/PPOWER & FREQUENCY | 1150 | TEST
9 | IDUP B8 | O/PPOWER & FREQUENCY | 1700 | TEST
9 | IDUP C8 | O/PPOWER & FREQUENCY | 2200 | TEST
9 | IDUP A8 | O/PPOWER & FREQUENCY | 950 | TEST
9 | IDUP A8 | O/PPOWER & FREQUENCY | 1150 | TEST
9 | IDUP B8 | O/PPOWER & FREQUENCY | 1700 | TEST
9 | IDUP C8 | O/PPOWER & FREQUENCY | 2200 | TEST
9 | IDEM A26.0 | OBLIQUE SUSPENSION TEST | 750 | TEST
9 | IDEM A26.0 | OBLIQUE SUSPENSION TEST | 1500 | TEST
9 | IDEM B28.0 | OBLIQUE SUSPENSION TEST | 1900 | TEST
9 | IDEM A26.0 | OBLIQUE SUSPENSION TEST | 750 | TEST
9 | IDEM A26.0 | OBLIQUE SUSPENSION TEST | 1500 | TEST
9 | IDEM B28.0 | OBLIQUE SUSPENSION TEST | 1900 | TEST
9 | IDEM B26.0 | OBLIQUE SUSPENSION TEST. | 950 | TEST
9 | IDEM B26.0 | OBLIQUE SUSPENSION TEST. | 950 | TEST
9 | IDEM 57 - IEC | ODD HARMONICS IN AC CIRCUIT - ENERGY METERS - IEC STD - CL.8.2 | 5950 | TEST
9 | IDEM 57 - IEC | ODD HARMONICS IN AC CIRCUIT - ENERGY METERS - IEC STD - CL.8.2 | 5950 | TEST
9 | OPTICAL CHARACTERISTICS AS PER IS 15884 & IEC 62052 -11 | OPTICAL CHARACTERISTICS AS PER IS 15884 & IEC 62052 -11 | 3800 | PER TEST
9 | IDUP 11 | OVER CAPACITY TEST | 450 | TEST
9 | IDUP 11 | OVER CAPACITY TEST | 450 | TEST
9 | IDUP B.10 | OVER LOAD CAPACITY TEST | 550 | TEST
9 | IDUP C11 | OVER LOAD CAPACITY TEST | 800 | TEST
9 | IDUP D5 | OVER LOAD CAPACITY TEST | 1050 | TEST
9 | IDUP A11 | OVER LOAD CAPACITY TEST | 550 | TEST
9 | IDUP B10 | OVER LOAD CAPACITY TEST | 700 | TEST
9 | IDUP C11 | OVER LOAD CAPACITY TEST | 1000 | TEST
9 | IDUP D5 | OVER LOAD CAPACITY TEST | 1300 | TEST
9 | IDUP B.10 | OVER LOAD CAPACITY TEST | 550 | TEST
9 | IDUP C11 | OVER LOAD CAPACITY TEST | 800 | TEST
9 | IDUP D5 | OVER LOAD CAPACITY TEST | 1050 | TEST
9 | IDUP A11 | OVER LOAD CAPACITY TEST | 550 | TEST
9 | IDUP B10 | OVER LOAD CAPACITY TEST | 700 | TEST
9 | IDUP C11 | OVER LOAD CAPACITY TEST | 1000 | TEST
9 | IDUP D5 | OVER LOAD CAPACITY TEST | 1300 | TEST
9 | IDRE1ii | OVER LOAD TEST-MULTIPLE SETTING (FOR TWO VOLTAGE/CURRENT/TIME SETTING) | 1000 | TEST
9 | IDRE1ii | OVER LOAD TEST-MULTIPLE SETTING (FOR TWO VOLTAGE/CURRENT/TIME SETTING) | 1000 | TEST
9 | IDRE 1i | OVERLOAD TEST-SINGLE SETTING (FOR ONE VOLTAGE/CURRENT/TIME SETTING) | 500 | TEST
9 | IDRE 1i | OVERLOAD TEST-SINGLE SETTING (FOR ONE VOLTAGE/CURRENT/TIME SETTING) | 500 | TEST
9 | IDRE2 | OVERSHOOT TEST, SINGLE SETTING (FOR ONE CURRENT/TIME) | 950 | TEST
9 | IDRE2 | OVERSHOOT TEST, SINGLE SETTING (FOR ONE CURRENT/TIME) | 950 | TEST
9 | IDUP C14 | PACK TEST-REGULATION/EFFICIENCY/POWER&FREQ./THD MEASUREMENT /S.C & OVER LOAD/PROT.&INDICATION TESTS | 4800 | TEST
9 | IDUP C14 | PACK TEST-REGULATION/EFFICIENCY/POWER&FREQ./THD MEASUREMENT /S.C & OVER LOAD/PROT.&INDICATION TESTS | 4800 | TEST
9 | IDUP B.13 | PACK.TEST-REG./EFFICIENCY/POWER & FREQU/THD MEASUREMENT/SHORT CIRCUIT & OVERLOAD/PROT.&IND.TEST | 4800 | TEST
9 | IDUP B.13 | PACK.TEST-REG./EFFICIENCY/POWER & FREQU/THD MEASUREMENT/SHORT CIRCUIT & OVERLOAD/PROT.&IND.TEST | 4800 | TEST
9 | IDUP D8 | PACK.TEST/REG/EFFICIENY/POWER&FREQ/THD MEASUREMENT/SC & OVER LOAD/PROT. & INDICATION TEST | 12200 | TEST
9 | IDUP D8 | PACK.TEST/REG/EFFICIENY/POWER&FREQ/THD MEASUREMENT/SC & OVER LOAD/PROT. & INDICATION TEST | 12200 | TEST
9 | IDUP D11 | PACKAGE TEST ON 15 kVA 3 PHASE VOLTAGE STABILISER a) Regulation test (b) Efficiency Test (c) Power & | 12200 | TEST
9 | IDUP D11 | PACKAGE TEST ON 15 kVA 3 PHASE VOLTAGE STABILISER a) Regulation test (b) Efficiency Test (c) Power & | 12200 | TEST
9 | IDUP 14 | PACKAGE TEST-REGULATION/EFFICIENCY/POWER & FREQUENCY/THD MEASUREMENT/SHORT CIRCUIT& OVER LOAD,/PRO T | 4800 | TEST
9 | IDUP A14 | PACKAGE TEST-REGULATION/EFFICIENCY/POWER & FREQUENCY/THD MEASUREMENT/SHORT CIRCUIT& OVER LOAD,/PRO T | 5800 | TEST
9 | IDUP B13 | PACKAGE TEST-REGULATION/EFFICIENCY/POWER & FREQUENCY/THD MEASUREMENT/SHORT CIRCUIT& OVER LOAD,/PRO T | 5800 | TEST
9 | IDUP C14 | PACKAGE TEST-REGULATION/EFFICIENCY/POWER & FREQUENCY/THD MEASUREMENT/SHORT CIRCUIT& OVER LOAD,/PRO T | 5800 | TEST
9 | IDUP D8 | PACKAGE TEST-REGULATION/EFFICIENCY/POWER & FREQUENCY/THD MEASUREMENT/SHORT CIRCUIT& OVER LOAD,/PRO T | 14650 | TEST
9 | IDUP D11 | PACKAGE TEST-REGULATION/EFFICIENCY/POWER & FREQUENCY/THD MEASUREMENT/SHORT CIRCUIT& OVER LOAD,/PRO T | 14650 | TEST
9 | IDUP 14 | PACKAGE TEST-REGULATION/EFFICIENCY/POWER & FREQUENCY/THD MEASUREMENT/SHORT CIRCUIT& OVER LOAD,/PRO T | 4800 | TEST
9 | IDUP A14 | PACKAGE TEST-REGULATION/EFFICIENCY/POWER & FREQUENCY/THD MEASUREMENT/SHORT CIRCUIT& OVER LOAD,/PRO T | 5800 | TEST
9 | IDUP B13 | PACKAGE TEST-REGULATION/EFFICIENCY/POWER & FREQUENCY/THD MEASUREMENT/SHORT CIRCUIT& OVER LOAD,/PRO T | 5800 | TEST
9 | IDUP C14 | PACKAGE TEST-REGULATION/EFFICIENCY/POWER & FREQUENCY/THD MEASUREMENT/SHORT CIRCUIT& OVER LOAD,/PRO T | 5800 | TEST
9 | IDUP D8 | PACKAGE TEST-REGULATION/EFFICIENCY/POWER & FREQUENCY/THD MEASUREMENT/SHORT CIRCUIT& OVER LOAD,/PRO T | 14650 | TEST
9 | IDUP D11 | PACKAGE TEST-REGULATION/EFFICIENCY/POWER & FREQUENCY/THD MEASUREMENT/SHORT CIRCUIT& OVER LOAD,/PRO T | 14650 | TEST
9 | ID/TRF/01 - 22/1/16 | PARAMETER VERIFICATION TEST UPTO 5 TEST CASES/PARAMETERS ON SMART METERS(SINGLE/3 PHASE) FOR ONE | 20000 | TEST
9 | ID/TRF/01 - 22/1/16 | PARAMETER VERIFICATION TEST UPTO 5 TEST CASES/PARAMETERS ON SMART METERS(SINGLE/3 PHASE) FOR ONE | 20000 | TEST
9 | IDEM A59.0 | PERMANENCE FACTOR | 500 | TEST
9 | IDEM B62.0 | PERMANENCE FACTOR | 800 | TEST
9 | IDEM A59.0 | PERMANENCE FACTOR | 500 | TEST
9 | IDEM B62.0 | PERMANENCE FACTOR | 800 | TEST
9 | IDEM A 39.0 | PHYSICAL VERIFICATION (OBSERVATION) | 400 | TEST
9 | IDEM B39.0 | PHYSICAL VERIFICATION (OBSERVATION) | 400 | TEST
9 | IDEM A 39.0 | PHYSICAL VERIFICATION (OBSERVATION) | 400 | TEST
9 | IDEM B39.0 | PHYSICAL VERIFICATION (OBSERVATION) | 400 | TEST
9 | IDEM A39.1 | PHYSICAL VERIFICATION(OBSERVATION FOR ELECTRONIC METERS | 1000 | TEST
9 | IDEM B41.1 | PHYSICAL VERIFICATION(OBSERVATION FOR ELECTRONIC METERS | 1500 | TEST
9 | IDEM A39.1 | PHYSICAL VERIFICATION(OBSERVATION FOR ELECTRONIC METERS | 1000 | TEST
9 | IDEM B41.1 | PHYSICAL VERIFICATION(OBSERVATION FOR ELECTRONIC METERS | 1500 | TEST
9 | IDEM A39.0 | PHYSICAL VERIFICATION(OBSERVATION FOR KWh METERS | 500 | TEST
9 | IDEM B41.0 | PHYSICAL VERIFICATION(OBSERVATION FOR KWh METERS | 500 | TEST
9 | IDEM A39.0 | PHYSICAL VERIFICATION(OBSERVATION FOR KWh METERS | 500 | TEST
9 | IDEM B41.0 | PHYSICAL VERIFICATION(OBSERVATION FOR KWh METERS | 500 | TEST
9 | IDEM A38.0 | PLOTTING OF LOAD CURVE FOR EACH PF | 400 | TEST
9 | IDEM A38.0 | PLOTTING OF LOAD CURVE FOR EACH PF | 500 | TEST
9 | IDEM B40.0 | PLOTTING OF LOAD CURVE FOR EACH PF | 800 | TEST
9 | IDEM A38.0 | PLOTTING OF LOAD CURVE FOR EACH PF | 400 | TEST
9 | IDEM A38.0 | PLOTTING OF LOAD CURVE FOR EACH PF | 500 | TEST
9 | IDEM B40.0 | PLOTTING OF LOAD CURVE FOR EACH PF | 800 | TEST
9 | IDEM B38.0 | PLOTTING OF LOAD CURVE FOR EACH PF. | 650 | TEST
9 | IDEM B38.0 | PLOTTING OF LOAD CURVE FOR EACH PF. | 650 | TEST
9 | 2 | POWER CONSUMPTION VOLTAGE + CURRENT CIRCUIT) | 4500 | PER TEST
9 | IDEM-2.0 | POWER CONSUMPTION (PER CIRCUIT) | 800 | TEST
9 | IDEM B2.0 | POWER CONSUMPTION (PER CIRCUIT) | 800 | TEST
9 | IDEM-2.0 | POWER CONSUMPTION (PER CIRCUIT) | 800 | TEST
9 | IDEM B2.0 | POWER CONSUMPTION (PER CIRCUIT) | 800 | TEST
9 | IDEM-B2.0 | POWER CONSUMPTION (VOLTAGE OR CURRENT CIRCUIT) | 1000 | TEST
9 | IDEM-B2.0 | POWER CONSUMPTION (VOLTAGE OR CURRENT CIRCUIT) | 1000 | PER CIRCUIT
9 | IDEM-A2.0 | POWER CONSUMPTION (VOLTAGE + CURRENT CIRCUIT) | 2000 | PER TEST
9 | IDEM-A2.0 | POWER CONSUMPTION (VOLTAGE + CURRENT CIRCUIT) | 2000 | TEST
9 | PRE PAYMENT MODE TEST AS PER A-1.6.2 & A-1.6.3 TOKEN HANDLING AND DATA INTEGRITY REQUIREMENT | PRE PAYMENT MODE TEST AS PER A-1.6.2 & A-1.6.3 TOKEN HANDLING AND DATA INTEGRITY REQUIREMENT | 8400 | PER TEST
9 | IDEM A45.0 | RADIATED ELECTROMAGNETIC EMISSION (USING GTEM CELL) TEST | 4000 | TEST
9 | IDEM A48.0 | RADIATED ELECTROMAGNETIC EMISSION (USING GTEM CELL) TEST | 4000 | TEST
9 | IDEM B50.0 | RADIATED ELECTROMAGNETIC EMISSION (USING GTEM CELL) TEST | 8000 | TEST
9 | IDEM A45.0 | RADIATED ELECTROMAGNETIC EMISSION (USING GTEM CELL) TEST | 4000 | TEST
9 | IDEM A48.0 | RADIATED ELECTROMAGNETIC EMISSION (USING GTEM CELL) TEST | 4000 | TEST
9 | IDEM B50.0 | RADIATED ELECTROMAGNETIC EMISSION (USING GTEM CELL) TEST | 8000 | TEST
9 | IDEM B44.0 | RADIATED ELECTROMAGNETIC EMISSION (USING GTEM CELL) TEST. | 4000 | TEST
9 | IDEM B44.0 | RADIATED ELECTROMAGNETIC EMISSION (USING GTEM CELL) TEST. | 4000 | TEST
9 | IDEM 48.0 | RADIATED EMISSION (DISTURBANCE POWER) USING ABSOBING CLAMP | 4000 | TEST
9 | IDEM 48.0 | RADIATED EMISSION (DISTURBANCE POWER) USING ABSOBING CLAMP | 4000 | TEST
9 | IDEM B46.0 | RADIATED EMISSION (DISTURBANCE POWER) USING ABSORBING CLAMP | 4000 | TEST
9 | IDEM A50.0 | RADIATED EMISSION (DISTURBANCE POWER) USING ABSORBING CLAMP | 6000 | TEST
9 | IDEM B52.0 | RADIATED EMISSION (DISTURBANCE POWER) USING ABSORBING CLAMP | 6000 | TEST
9 | IDEM B46.0 | RADIATED EMISSION (DISTURBANCE POWER) USING ABSORBING CLAMP | 4000 | TEST
9 | IDEM A50.0 | RADIATED EMISSION (DISTURBANCE POWER) USING ABSORBING CLAMP | 6000 | TEST
9 | IDEM B52.0 | RADIATED EMISSION (DISTURBANCE POWER) USING ABSORBING CLAMP | 6000 | TEST
9 | IDEM A43.0 | RADIO ELECTRO MAGNETIC IMMUNITY/SUSCEPTIBILITY TEST | 4000 | TEST
9 | IDEM B43.0 | RADIO ELECTRO MAGNETIC IMMUNITY/SUSCEPTIBILITY TEST | 4000 | TEST
9 | IDEM A43.0 | RADIO ELECTRO MAGNETIC IMMUNITY/SUSCEPTIBILITY TEST | 4000 | TEST
9 | IDEM B43.0 | RADIO ELECTRO MAGNETIC IMMUNITY/SUSCEPTIBILITY TEST | 4000 | TEST
9 | IDEM A43.1 | RADIO ELECTROMAGNETIC IMMUNITY/SUSCEPTIBILITY TEST | 5500 | TEST
9 | IDEM B43.1 | RADIO ELECTROMAGNETIC IMMUNITY/SUSCEPTIBILITY TEST | 4950 | TEST
9 | IDEM A43.1 | RADIO ELECTROMAGNETIC IMMUNITY/SUSCEPTIBILITY TEST | 5500 | TEST
9 | IDEM B43.1 | RADIO ELECTROMAGNETIC IMMUNITY/SUSCEPTIBILITY TEST | 4950 | TEST
9 | IDEM A46.0 | RADIO ELECTROMAGNETIC IMMUNITY/SUSCEPTIBILITY TEST(as per IEC standard) | 15000 | meter
9 | IDEM B48.0 | RADIO ELECTROMAGNETIC IMMUNITY/SUSCEPTIBILITY TEST(as per IEC standard) | 15000 | meter
9 | IDEM A46.0 | RADIO ELECTROMAGNETIC IMMUNITY/SUSCEPTIBILITY TEST(as per IEC standard) | 15000 | meter
9 | IDEM B48.0 | RADIO ELECTROMAGNETIC IMMUNITY/SUSCEPTIBILITY TEST(as per IEC standard) | 15000 | meter
9 | IDEM A45.0 | RADIO ELECTROMAGNETIC IMMUNITY/SUSCEPTIBILITY TEST(as per IS standard) | 12000 | meter
9 | IDEM B47.0 | RADIO ELECTROMAGNETIC IMMUNITY/SUSCEPTIBILITY TEST(as per IS standard) | 12000 | meter
9 | IDEM A45.0 | RADIO ELECTROMAGNETIC IMMUNITY/SUSCEPTIBILITY TEST(as per IS standard) | 12000 | meter
9 | IDEM B47.0 | RADIO ELECTROMAGNETIC IMMUNITY/SUSCEPTIBILITY TEST(as per IS standard) | 12000 | meter
9 | IDEM 66 - IEC | RADIO INTERFERENCE SUPRESSION - CL.7.5.8 - 1 PHASE | 9900 | TEST
9 | IDEM 66 - IEC | RADIO INTERFERENCE SUPRESSION - CL.7.5.8 - 1 PHASE | 9900 | TEST
9 | IDEM 66 - IEC | RADIO INTERFERENCE SUPRESSION - CL.7.5.8 - 3 PHASE | 9900 | TEST
9 | IDEM 66 - IEC | RADIO INTERFERENCE SUPRESSION - CL.7.5.8 - 3 PHASE | 9900 | TEST
9 | IDEM A28.0 | RANGE OF ADJUSTMENT | 700 | TEST
9 | IDEM B28.0 | RANGE OF ADJUSTMENT | 950 | TEST
9 | IDEM A28.0 | RANGE OF ADJUSTMENT | 1000 | TEST
9 | IDEM B30.0 | RANGE OF ADJUSTMENT | 1500 | TEST
9 | IDEM A28.0 | RANGE OF ADJUSTMENT | 700 | TEST
9 | IDEM B28.0 | RANGE OF ADJUSTMENT | 950 | TEST
9 | IDEM A28.0 | RANGE OF ADJUSTMENT | 1000 | TEST
9 | IDEM B30.0 | RANGE OF ADJUSTMENT | 1500 | TEST
9 | IDRE3 | RATED BURDEN/IMPEDENCE/STABILITY,MULTIPLE SETTING UPTO 3 SETTINGS AT ONE VOLTAGE/CURRENT SETTING | 1000 | TEST
9 | IDRE3 | RATED BURDEN/IMPEDENCE/STABILITY,MULTIPLE SETTING UPTO 3 SETTINGS AT ONE VOLTAGE/CURRENT SETTING | 1000 | TEST
9 | IDUP A5 | REGULATION TEST | 1650 | TEST
9 | IDUP B.5 | REGULATION TEST | 1900 | TEST
9 | IDUP C5 | REGULATION TEST | 2200 | TEST
9 | IDUP D2 | REGULATION TEST | 3300 | TEST
9 | IDUP A5 | REGULATION TEST | 2000 | TEST
9 | IDUP B5 | REGULATION TEST | 2300 | TEST
9 | IDUP C5 | REGULATION TEST | 2650 | TEST
9 | IDUP D2 | REGULATION TEST | 4000 | TEST
9 | IDUP A5 | REGULATION TEST | 1650 | TEST
9 | IDUP B.5 | REGULATION TEST | 1900 | TEST
9 | IDUP C5 | REGULATION TEST | 2200 | TEST
9 | IDUP D2 | REGULATION TEST | 3300 | TEST
9 | IDUP A5 | REGULATION TEST | 2000 | TEST
9 | IDUP B5 | REGULATION TEST | 2300 | TEST
9 | IDUP C5 | REGULATION TEST | 2650 | TEST
9 | IDUP D2 | REGULATION TEST | 4000 | TEST
9 | IDEM A21.0 | REPEATABILITY OF ERROR (ACCEPTANCE TEST) | 2000 | TEST
9 | IDEM A21.0 | REPEATABILITY OF ERROR (ACCEPTANCE TEST) | 2400 | PER TEST
9 | IDEM B23.0 | REPEATABILITY OF ERROR (ACCEPTANCE TEST) | 2400 | TEST
9 | IDEM A21.0 | REPEATABILITY OF ERROR (ACCEPTANCE TEST) | 2000 | TEST
9 | IDEM A21.0 | REPEATABILITY OF ERROR (ACCEPTANCE TEST) | 2400 | TEST
9 | IDEM B23.0 | REPEATABILITY OF ERROR (ACCEPTANCE TEST) | 2400 | TEST
9 | IDEM A20.0 | REPEATABILITY OF ERROR (TYPE TEST) | 6600 | TEST
9 | IDEM A20.0 | REPEATABILITY OF ERROR (TYPE TEST) | 7950 | TEST
9 | IDEM B22.0 | REPEATABILITY OF ERROR (TYPE TEST) | 7950 | TEST
9 | IDEM A20.0 | REPEATABILITY OF ERROR (TYPE TEST) | 6600 | TEST
9 | IDEM A20.0 | REPEATABILITY OF ERROR (TYPE TEST) | 7950 | TEST
9 | IDEM B22.0 | REPEATABILITY OF ERROR (TYPE TEST) | 7950 | TEST
9 | IDEM B21.0 | REPEATABILITY OF ERRORS (ACCEPTANCE TEST) | 2000 | TEST
9 | IDEM B21.0 | REPEATABILITY OF ERRORS (ACCEPTANCE TEST) | 2000 | TEST
9 | IDEM B20.0 | REPEATABILITY OF ERRORS (TYPE TEST) | 6600 | TEST
9 | IDEM B20.0 | REPEATABILITY OF ERRORS (TYPE TEST) | 6600 | TEST
9 | IDEM B19.0 | REVERSE PHASE SEQUENCE | 1150 | TEST
9 | IDEM B19.0 | REVERSE PHASE SEQUENCE | 1150 | TEST
9 | IDEM 53 - IEC | REVERSED PHASE SEQ - ENERGY METERS - IEC STD - CL.8.2 - 3 PH. | 950 | TEST
9 | IDEM 53 - IEC | REVERSED PHASE SEQ - ENERGY METERS - IEC STD - CL.8.2 - 3 PH. | 950 | TEST
9 | IDEM B19.0 | REVERSED PHASE SEQUENCE. | 950 | TEST
9 | IDEM B19.0 | REVERSED PHASE SEQUENCE. | 950 | TEST
9 | IDEM 48.2 | RI MEASUREMENT AS PER CISP 22. | 8500 | TEST
9 | IDEM 48.2 | RI MEASUREMENT AS PER CISP 22. | 8500 | TEST
9 | IDEM B46.1 | RI MEASUREMENT AS PER CISPR 14 | 5850 | TEST
9 | IDEM A51.0 | RI MEASUREMENT AS PER CISPR 14 | 12000 | TEST
9 | IDEM B53.0 | RI MEASUREMENT AS PER CISPR 14 | 12000 | TEST
9 | IDEM B46.1 | RI MEASUREMENT AS PER CISPR 14 | 5850 | TEST
9 | IDEM A51.0 | RI MEASUREMENT AS PER CISPR 14 | 12000 | TEST
9 | IDEM B53.0 | RI MEASUREMENT AS PER CISPR 14 | 12000 | TEST
9 | IDEM B46.2 | RI MEASUREMENT AS PER CISPR 22 | 13550 | TEST
9 | IDEM B46.2 | RI MEASUREMENT AS PER CISPR 22 | 13550 | TEST
9 | IDEM A52.0 | RI MEASUREMENT AS PER CISPR 22. | 10200 | TEST
9 | IDEM B54.0 | RI MEASUREMENT AS PER CISPR 22. | 16300 | TEST
9 | IDEM A52.0 | RI MEASUREMENT AS PER CISPR 22. | 10200 | TEST
9 | IDEM B54.0 | RI MEASUREMENT AS PER CISPR 22. | 16300 | TEST
9 | IDEM 48.1 | RI MEASUREMENTS AS PER CISPR 14. | 3000 | TEST
9 | IDEM 48.1 | RI MEASUREMENTS AS PER CISPR 14. | 3000 | TEST
9 | IDEM A30.0 | RUNNING AT LOW LOAD | 500 | TEST
9 | IDEM B30.0 | RUNNING AT LOW LOAD | 750 | TEST
9 | IDEM A30.0 | RUNNING AT LOW LOAD | 1000 | TEST
9 | IDEM B32.0 | RUNNING AT LOW LOAD | 900 | TEST
9 | IDEM A30.0 | RUNNING AT LOW LOAD | 500 | TEST
9 | IDEM B30.0 | RUNNING AT LOW LOAD | 750 | TEST
9 | IDEM A30.0 | RUNNING AT LOW LOAD | 1000 | TEST
9 | IDEM B32.0 | RUNNING AT LOW LOAD | 900 | TEST
9 | IEC 61850-EDITION 2 | SECOND & THIRD IED | 720000 | PER IED
9 | IDEM 66 - IEC | SHOCK TEST AND ACCURACY AFTER TEST - CL.5.2.2.2 - 1 PHASE | 1300 | TEST
9 | IDEM 66 - IEC | SHOCK TEST AND ACCURACY AFTER TEST - CL.5.2.2.2 - 1 PHASE | 1300 | TEST
9 | IDEM 66 - IEC | SHOCK TEST AND ACCURACY AFTER TEST - CL.5.2.2.2 - 3 PHASE | 1600 | TEST
9 | IDEM 66 - IEC | SHOCK TEST AND ACCURACY AFTER TEST - CL.5.2.2.2 - 3 PHASE | 1600 | TEST
9 | IDUP 12 | SHORT CIRCUIT CAPACITY TEST | 450 | TEST
9 | IDUP B.11 | SHORT CIRCUIT CAPACITY TEST | 550 | TEST
9 | IDUP C12 | SHORT CIRCUIT CAPACITY TEST | 800 | TEST
9 | IDUP D6 | SHORT CIRCUIT CAPACITY TEST | 1050 | TEST
9 | IDUP A12 | SHORT CIRCUIT CAPACITY TEST | 550 | TEST
9 | IDUP B11 | SHORT CIRCUIT CAPACITY TEST | 700 | TEST
9 | IDUP C12 | SHORT CIRCUIT CAPACITY TEST | 1000 | TEST
9 | IDUP D6 | SHORT CIRCUIT CAPACITY TEST | 1300 | TEST
9 | IDUP 12 | SHORT CIRCUIT CAPACITY TEST | 450 | TEST
9 | IDUP B.11 | SHORT CIRCUIT CAPACITY TEST | 550 | TEST
9 | IDUP C12 | SHORT CIRCUIT CAPACITY TEST | 800 | TEST
9 | IDUP D6 | SHORT CIRCUIT CAPACITY TEST | 1050 | TEST
9 | IDUP A12 | SHORT CIRCUIT CAPACITY TEST | 550 | TEST
9 | IDUP B11 | SHORT CIRCUIT CAPACITY TEST | 700 | TEST
9 | IDUP C12 | SHORT CIRCUIT CAPACITY TEST | 1000 | TEST
9 | IDUP D6 | SHORT CIRCUIT CAPACITY TEST | 1300 | TEST
9 | IDUP 13 | SHORT CIRCUIT FUSE TEST | 450 | TEST
9 | IDUP B.12 | SHORT CIRCUIT FUSE TEST | 550 | TEST
9 | IDUP C13 | SHORT CIRCUIT FUSE TEST | 800 | TEST
9 | IDUP D7 | SHORT CIRCUIT FUSE TEST | 1050 | TEST
9 | IDUP A13 | SHORT CIRCUIT FUSE TEST | 550 | TEST
9 | IDUP B12 | SHORT CIRCUIT FUSE TEST | 700 | TEST
9 | IDUP C13 | SHORT CIRCUIT FUSE TEST | 1000 | TEST
9 | IDUP D7 | SHORT CIRCUIT FUSE TEST | 1300 | TEST
9 | IDUP 13 | SHORT CIRCUIT FUSE TEST | 450 | TEST
9 | IDUP B.12 | SHORT CIRCUIT FUSE TEST | 550 | TEST
9 | IDUP C13 | SHORT CIRCUIT FUSE TEST | 800 | TEST
9 | IDUP D7 | SHORT CIRCUIT FUSE TEST | 1050 | TEST
9 | IDUP B12 | SHORT CIRCUIT FUSE TEST | 700 | TEST
9 | IDUP C13 | SHORT CIRCUIT FUSE TEST | 1000 | TEST
9 | IDUP D7 | SHORT CIRCUIT FUSE TEST | 1300 | TEST
9 | IDEM E6.0 | SHORT TIME COVER CURRENT PER HALF DAY BASIS | 8000 | TEST
9 | IDEM E6.0 | SHORT TIME COVER CURRENT PER HALF DAY BASIS | 8000 | TEST
9 | IDEM B68.0 | SHORT TIME OVER CURRENT TEST | 4500 | METER
9 | 65 | SHORT TIME OVER CURRENT TEST | 4500 | TEST
9 | IDEM B68.0 | SHORT TIME OVER CURRENT TEST | 4500 | METER
9 | IDRE 17 | SHORT TIME WITHSTAND/CONTINUOUS CAPACITY/LIMITING DYNAMIC VALUE | 2650 | TEST
9 | IDRE 17 | SHORT TIME WITHSTAND/CONTINUOUS CAPACITY/LIMITING DYNAMIC VALUE | 2650 | TEST
9 | IEC 61850-EDITION 2 | SIX OR MORE IEDS | 590000 | PER IED
9 | IDRE 11 | SPECIAL FUNCTION TEST ON NUMERICAL RELAYS PER TEST(DURATION 1 HR.) | 1400 | TEST
9 | IDRE 11 | SPECIAL FUNCTION TEST ON NUMERICAL RELAYS PER TEST(DURATION 1 HR.) | 1400 | TEST
9 | IDEM A36.0 | SPEED OF ROTOR | 400 | TEST
9 | IDEM B36.0 | SPEED OF ROTOR | 650 | TEST
9 | IDEM A36.0 | SPEED OF ROTOR | 500 | TEST
9 | IDEM B38.0 | SPEED OF ROTOR | 800 | TEST
9 | IDEM A36.0 | SPEED OF ROTOR | 400 | TEST
9 | IDEM B36.0 | SPEED OF ROTOR | 650 | TEST
9 | IDEM A36.0 | SPEED OF ROTOR | 500 | TEST
9 | IDEM B38.0 | SPEED OF ROTOR | 800 | TEST
9 | IDEM 66 - IEC | SPRING HAMMER TEST - CL.5.2.2.1 - 1 & 3 PHASE | 495 | TEST
9 | IDEM 66 - IEC | SPRING HAMMER TEST - CL.5.2.2.1 - 1 & 3 PHASE | 495 | TEST
9 | IDEM A25.0 | SPRING HAMMER TEST | 500 | TEST
9 | IDEM B25.0 | SPRING HAMMER TEST | 500 | TEST
9 | IDEM A25.0 | SPRING HAMMER TEST | 600 | TEST
9 | IDEM B27.0 | SPRING HAMMER TEST | 600 | TEST
9 | IDEM A25.0 | SPRING HAMMER TEST | 500 | TEST
9 | IDEM B25.0 | SPRING HAMMER TEST | 500 | TEST
9 | IDEM A25.0 | SPRING HAMMER TEST | 600 | TEST
9 | IDEM B27.0 | SPRING HAMMER TEST | 600 | TEST
9 | IDEM A11.0 | STARTING CONDITION | 750 | TEST
9 | IDEM B11.0 | STARTING CONDITION | 950 | TEST
9 | IDEM A11.0 | STARTING CONDITION | 900 | PER TEST
9 | IDEM B11.0 | STARTING CONDITION | 1150 | TEST
9 | IDEM A11.0 | STARTING CONDITION | 750 | TEST
9 | IDEM B11.0 | STARTING CONDITION | 950 | TEST
9 | IDEM A11.0 | STARTING CONDITION | 900 | TEST
9 | IDEM B11.0 | STARTING CONDITION | 1150 | TEST
9 | IDEM 58 - IEC | SUB HARMONICS IN AC CIRCUIT - ENERGY METERS - IEC STD - CL.8.2 | 5950 | TEST
9 | IDEM 58 - IEC | SUB HARMONICS IN AC CIRCUIT - ENERGY METERS - IEC STD - CL.8.2 | 5950 | TEST
9 | IDEM 66 - IEC | SURGE IMMUNITY TEST - CL.7.5.6 - 1 PHASE | 2200 | TEST
9 | IDEM 66 - IEC | SURGE IMMUNITY TEST - CL.7.5.6 - 1 PHASE | 2200 | TEST
9 | IDEM 66 - IEC | SURGE IMMUNITY TEST - CL.7.5.6 - 3 PHASE | 4400 | TEST
9 | IDEM 66 - IEC | SURGE IMMUNITY TEST - CL.7.5.6 - 3 PHASE | 4400 | TEST
9 | SURGE IMMUNITY TEST FOR SINGLE PHASE METERS AS PER IS 15884:2010/IS 16444 (PART 1 : 2015/PART 2:2017 | SURGE IMMUNITY TEST FOR SINGLE PHASE METERS AS PER IS 15884:2010/IS 16444 (PART 1 : 2015/PART 2:2017 | 6000 | PER TEST
9 | SURGE IMMUNITY TEST FOR THREE PHASE AS PER IS 15884:2010/ IS 16444 (PART 1 : 2015/PART 2:2017) | SURGE IMMUNITY TEST FOR THREE PHASE AS PER IS 15884:2010/ IS 16444 (PART 1 : 2015/PART 2:2017) | 16000 | PER TEST
9 | IDEM H 1.0 | SUSTAINED ACCURACY TEST | 27500 | TEST
9 | IDEM H 1.0 | SUSTAINED ACCURACY TEST | 27500 | TEST
9 | IDEM D1.0 | SUSTAINED ACCURACY TEST(1 PH/3 PH ELECTROMECHANICAL/kWh METER AS PER IS STANDARD | 33000 | TEST
9 | IDEM D1.0 | SUSTAINED ACCURACY TEST(1 PH/3 PH ELECTROMECHANICAL/kWh METER AS PER IS STANDARD | 33000 | TEST
9 | IDRE 19a | T/I CHARACTERISTICS UPTO 5 POINTS | 2650 | TEST
9 | IDRE 19a | T/I CHARACTERISTICS UPTO 5 POINTS | 2650 | TEST
9 | IDRE19b | T/I CHARACTERISTICS-ADDITIONAL 5 POINTS | 1400 | TEST
9 | IDRE19b | T/I CHARACTERISTICS-ADDITIONAL 5 POINTS | 1400 | TEST
9 | IDEM A56.0 | TAMPER & FRAUD DETECTION / ANTI TAMPER FEATURES(PER TAMPER) | 500 | TEST
9 | IDEM B59.0 | TAMPER & FRAUD DETECTION / ANTI TAMPER FEATURES(PER TAMPER) | 800 | TEST
9 | IDEM A56.0 | TAMPER & FRAUD DETECTION / ANTI TAMPER FEATURES(PER TAMPER) | 500 | TEST
9 | IDEM B59.0 | TAMPER & FRAUD DETECTION / ANTI TAMPER FEATURES(PER TAMPER) | 800 | TEST
9 | IDEM 50.0 | TAMPER & FRAUD DETECTION/ANTI TAMPER FEATURE TEST ( PER TAMPER/TEST) | 400 | TEST
9 | IDEM 50.0 | TAMPER & FRAUD DETECTION/ANTI TAMPER FEATURE TEST ( PER TAMPER/TEST) | 400 | TEST
9 | IDEM B48.0 | TAMPER & FRAUD DETECTION/ANTI TAMPER FEATURE TEST (PER TAMPER/TEST) | 650 | TEST
9 | IDEM B48.0 | TAMPER & FRAUD DETECTION/ANTI TAMPER FEATURE TEST (PER TAMPER/TEST) | 650 | TEST
9 | IDEM A62.0 | TAMPER VERIFICATION FOR CONSUMER METER FOR 1 PH., IF PAID IBY DOMESTIC CONSUMER | 1000 | METER
9 | IDEM B65.0 | TAMPER VERIFICATION FOR CONSUMER METER FOR 1 PH., IF PAID IBY DOMESTIC CONSUMER | 1000 | METER
9 | IDEM A62.0 | TAMPER VERIFICATION FOR CONSUMER METER FOR 1 PH., IF PAID IBY DOMESTIC CONSUMER | 1000 | METER
9 | IDEM B65.0 | TAMPER VERIFICATION FOR CONSUMER METER FOR 1 PH., IF PAID IBY DOMESTIC CONSUMER | 1000 | METER
9 | IDEM A63.0 | TAMPER VERIFICATION FOR CONSUMER METER FOR 1 PH., IF PAID INDL. CONSUMER OR DISTRIBUTION CO. | 5000 | METER
9 | IDEM B66.0 | TAMPER VERIFICATION FOR CONSUMER METER FOR 1 PH., IF PAID INDL. CONSUMER OR DISTRIBUTION CO. | 1000 | METER
9 | IDEM A63.0 | TAMPER VERIFICATION FOR CONSUMER METER FOR 1 PH., IF PAID INDL. CONSUMER OR DISTRIBUTION CO. | 5000 | METER
9 | IDEM B66.0 | TAMPER VERIFICATION FOR CONSUMER METER FOR 1 PH., IF PAID INDL. CONSUMER OR DISTRIBUTION CO. | 1000 | METER
9 | IDRE 13 | TEMPERATURE RISE TEST ON PROTECTIVE RELAYS | 1850 | TEST
9 | IDRE 13 | TEMPERATURE RISE TEST ON PROTECTIVE RELAYS | 1850 | TEST
9 | IDEM 66 - IEC | TEST OF RESISTANCE TO HEAT & FIRE - CL.5.8 - 1 PHASE | 4800 | TEST
9 | IDEM 66 - IEC | TEST OF RESISTANCE TO HEAT & FIRE - CL.5.8 - 1 PHASE | 4800 | TEST
9 | IDEM 66 - IEC | TEST OF RESISTANCE TO HEAT & FIRE - CL.5.8 - 3 PHASE | 4400 | TEST
9 | IDEM 66 - IEC | TEST OF RESISTANCE TO HEAT & FIRE - CL.5.8 - 3 PHASE | 4400 | TEST
9 | IDEM E7.0 | TEST BENCH FOR CONDUCTING HARMONIC TESTS PER HALF DAY BASIS | 8000 | TEST
9 | IDEM E7.0 | TEST BENCH FOR CONDUCTING HARMONIC TESTS PER HALF DAY BASIS | 8000 | TEST
9 | ID/TRF/01 - 22/1/16 | TEST FOR SMART METERS(SINGLE/THREE PHASE COMMUNICABILITY FOR ONE COMMUNICATION PORT | 30000 | TEST
9 | ID/TRF/01 - 22/1/16 | TEST FOR SMART METERS(SINGLE/THREE PHASE COMMUNICABILITY FOR ONE COMMUNICATION PORT | 30000 | TEST
9 | TEST OF ACCURACY OF CRYSTAL CONTROLLED CLOCK WITH TEMPERATURE C1. D3, 2.3 | TEST OF ACCURACY OF CRYSTAL CONTROLLED CLOCK WITH TEMPERATURE C1. D3, 2.3 | 45000 | PER TEST
9 | TEST OF CONSUMPTION BASED CHARGING FUNCTION C1. 5.9 PER TARIFF REGISTER PER TESTING | TEST OF CONSUMPTION BASED CHARGING FUNCTION C1. 5.9 PER TARIFF REGISTER PER TESTING | 8700 | TEST
9 | TEST OF CRYSTAL CONTROLLED CLOCK ON OPERATION RESERVE, CL. D-3.2.2. | TEST OF CRYSTAL CONTROLLED CLOCK ON OPERATION RESERVE, CL. D-3.2.2. | 14220 | PER TEST
9 | TEST OF CRYSTAL CONTROLLED CLOCKS ON AC SUPPLIES, C1. D-3.2.1 | TEST OF CRYSTAL CONTROLLED CLOCKS ON AC SUPPLIES, C1. D-3.2.1 | 28400 | PER TEST
9 | IDEM 66 - IEC | TEST OF IMMUNITY TO CONDUCTED DIST - CL.7.5.5 - 1 - 3 PHASE | 4400 | TEST
9 | IDEM 66 - IEC | TEST OF IMMUNITY TO CONDUCTED DIST - CL.7.5.5 - 1 - 3 PHASE | 4400 | TEST
9 | IDEM 66 - IEC | TEST OF IMMUNITY TO ELECTROMAGNETIC RF - CL.7.5.3 - 1 - 3 PHASE | 11000 | TEST
9 | IDEM 66 - IEC | TEST OF IMMUNITY TO ELECTROMAGNETIC RF - CL.7.5.3 - 1 - 3 PHASE | 11000 | TEST
9 | IDEM 65 - IEC | TEST OF INFLUENCE OF HEATING - IEC STD - CL.7.2 - 1 PH | 1000 | TEST
9 | IDEM 65 - IEC | TEST OF INFLUENCE OF HEATING - IEC STD - CL.7.2 - 1 PH | 1000 | TEST
9 | IDEM 65 - IEC | TEST OF INFLUENCE OF HEATING - IEC STD - CL.7.2 - 3 PH | 1550 | TEST
9 | IDEM 65 - IEC | TEST OF INFLUENCE OF HEATING - IEC STD - CL.7.2 - 3 PH | 1550 | TEST
9 | IDEM 66 - IEC | TEST OF INFLUENCE OF IMMUNITY TO EARTH FAULT - IEC STD - CL.7.4 - 3 PH | 4500 | TEST
9 | IDEM 66 - IEC | TEST OF INFLUENCE OF IMMUNITY TO EARTH FAULT - IEC STD - CL.7.4 - 3 PH | 4500 | TEST
9 | IDEM 64 - IEC | TEST OF INFLUENCE OF SELF HEATING - IEC STD - CL.7.3 - 1 PH | 1450 | TEST
9 | IDEM 64 - IEC | TEST OF INFLUENCE OF SELF HEATING - IEC STD - CL.7.3 - 1 PH | 1450 | TEST
9 | IDEM 64 - IEC | TEST OF INFLUENCE OF SELF HEATING - IEC STD - CL.7.3 - 3 PH | 1900 | TEST
9 | IDEM 64 - IEC | TEST OF INFLUENCE OF SELF HEATING - IEC STD - CL.7.3 - 3 PH | 1900 | TEST
9 | IDEM 63 - IEC | TEST OF INFLUENCE OF ST & FAT - IEC STD - CL.7.2 - 1 PH | 5750 | TEST
9 | IDEM 63 - IEC | TEST OF INFLUENCE OF ST & FAT - IEC STD - CL.7.2 - 1 PH | 5750 | TEST
9 | IDEM 63 - IEC | TEST OF INFLUENCE OF ST & FAT - IEC STD - CL.7.2 - 3 PH | 14850 | TEST
9 | IDEM 63 - IEC | TEST OF INFLUENCE OF ST & FAT - IEC STD - CL.7.2 - 3 PH | 14850 | TEST
9 | IDEM 62 - IEC | TEST OF INFLUENCE OF SUPPLY VOLTAGE AND FAT - IEC STD - CL.7.1 - 1 PH | 1900 | TEST
9 | IDEM 62 - IEC | TEST OF INFLUENCE OF SUPPLY VOLTAGE AND FAT - IEC STD - CL.7.1 - 1 PH | 1900 | TEST
9 | IDEM 62 - IEC | TEST OF INFLUENCE OF SUPPLY VOLTAGE AND FAT - IEC STD - CL.7.1 - 3 PH | 2700 | TEST
9 | IDEM 62 - IEC | TEST OF INFLUENCE OF SUPPLY VOLTAGE AND FAT - IEC STD - CL.7.1 - 3 PH | 2700 | TEST
9 | IDEM A 31.0 | TEST OF MATERIAL USED IN DIAL | 700 | TEST
9 | IDEM B31.0 | TEST OF MATERIAL USED IN DIAL | 950 | TEST
9 | IDEM A31.0 | TEST OF MATERIAL USED IN DIAL | 850 | TEST
9 | IDEM B33.0 | TEST OF MATERIAL USED IN DIAL | 1100 | TEST
9 | IDEM A 31.0 | TEST OF MATERIAL USED IN DIAL | 700 | TEST
9 | IDEM B31.0 | TEST OF MATERIAL USED IN DIAL | 950 | TEST
9 | IDEM A31.0 | TEST OF MATERIAL USED IN DIAL | 850 | TEST
9 | IDEM B33.0 | TEST OF MATERIAL USED IN DIAL | 1100 | TEST
9 | IDEM 48 - IEC | TEST OF METER CONSTANT - ENERGY METERS - IEC STD - CL.8.4 - 1 PH. | 750 | TEST
9 | IDEM 48 - IEC | TEST OF METER CONSTANT - ENERGY METERS - IEC STD - CL.8.4 - 1 PH. | 750 | TEST
9 | IDEM 48 - IEC | TEST OF METER CONSTANT - ENERGY METERS - IEC STD - CL.8.4 - 3 PH. | 950 | TEST
9 | IDEM 48 - IEC | TEST OF METER CONSTANT - ENERGY METERS - IEC STD - CL.8.4 - 3 PH. | 950 | TEST
9 | IDEM 50 - IEC | TEST OF NO LOAD CONDITION - ENERGY METERS - IEC STD - CL.8.3.2 - 1 PH. | 750 | TEST
9 | IDEM 50 - IEC | TEST OF NO LOAD CONDITION - ENERGY METERS - IEC STD - CL.8.3.2 - 1 PH. | 750 | TEST
9 | IDEM 50 - IEC | TEST OF NO LOAD CONDITION - ENERGY METERS - IEC STD - CL.8.3.2 - 3 PH. | 950 | TEST
9 | IDEM 50 - IEC | TEST OF NO LOAD CONDITION - ENERGY METERS - IEC STD - CL.8.3.2 - 3 PH. | 950 | TEST
9 | IDEM 61 - IEC | TEST OF POWER CONSUMPTION - IEC STD - CL.7.1 - 1 PH | 1550 | TEST
9 | IDEM 61 - IEC | TEST OF POWER CONSUMPTION - IEC STD - CL.7.1 - 1 PH | 1550 | TEST
9 | IDEM 61 - IEC | TEST OF POWER CONSUMPTION - IEC STD - CL.7.1 - 3 PH | 4650 | TEST
9 | IDEM 61 - IEC | TEST OF POWER CONSUMPTION - IEC STD - CL.7.1 - 3 PH | 4650 | TEST
9 | IDEM 66 - IEC | TEST OF PROTECTION AGAINST PENETRATION - CL.5.9 - 1 & 3 PHASE | 10150 | TEST
9 | IDEM 66 - IEC | TEST OF PROTECTION AGAINST PENETRATION - CL.5.9 - 1 & 3 PHASE | 10150 | TEST
9 | IDEM 49 - IEC | TEST OF STARTING CONDITION - ENERGY METERS - IEC STD - CL.8.3.3 - 1 PH. | 750 | TEST
9 | IDEM 49 - IEC | TEST OF STARTING CONDITION - ENERGY METERS - IEC STD - CL.8.3.3 - 1 PH. | 750 | TEST
9 | IDEM 49 - IEC | TEST OF STARTING CONDITION - ENERGY METERS - IEC STD - CL.8.3.3 - 3 PH. | 950 | TEST
9 | IDEM 49 - IEC | TEST OF STARTING CONDITION - ENERGY METERS - IEC STD - CL.8.3.3 - 3 PH. | 950 | TEST
9 | TEST OF THE LOAD SWITCH AS PER C1. 5.8 (TEST AS PER C1 4.4.3 NOT INCLUDED) | TEST OF THE LOAD SWITCH AS PER C1. 5.8 (TEST AS PER C1 4.4.3 NOT INCLUDED) | 14500 | TEST
9 | TEST OF TIME BASED CHARGING FUNCTION C1. 5.10 PER TARIFF REGISTER | TEST OF TIME BASED CHARGING FUNCTION C1. 5.10 PER TARIFF REGISTER | 5900 | PER TEST
9 | IDEM A61.0 | TEST ON CONSUMER METER FOR ACCURACY VERIFICATION OF 1 PH., IF PAID DOMESTIC CONSUMER | 800 | METER
9 | IDEM B64.0 | TEST ON CONSUMER METER FOR ACCURACY VERIFICATION OF 1 PH., IF PAID DOMESTIC CONSUMER | 1000 | METER
9 | IDEM A61.0 | TEST ON CONSUMER METER FOR ACCURACY VERIFICATION OF 1 PH., IF PAID DOMESTIC CONSUMER | 800 | METER
9 | IDEM B64.0 | TEST ON CONSUMER METER FOR ACCURACY VERIFICATION OF 1 PH., IF PAID DOMESTIC CONSUMER | 1000 | METER
9 | TEST ON CRYSTAL CONTROLLED CLOCKS ON OPERATION RESERVE, D-3.2.2 & D-1.2 | TEST ON CRYSTAL CONTROLLED CLOCKS ON OPERATION RESERVE, D-3.2.2 & D-1.2 | 14220 | PER TEST
9 | IDEM 47 - IEC | TEST ON LIMITS OF ERROR - ENERGY METERS - IEC STD - CL.8.1 - 1 PH. | 2000 | TEST
9 | IDEM 47 - IEC | TEST ON LIMITS OF ERROR - ENERGY METERS - IEC STD - CL.8.1 - 1 PH. | 2000 | TEST
9 | IDEM 47 - IEC | TEST ON LIMITS OF ERROR - ENERGY METERS - IEC STD - CL.8.1 - 3 PH. | 5850 | TEST
9 | IDEM 47 - IEC | TEST ON LIMITS OF ERROR - ENERGY METERS - IEC STD - CL.8.1 - 3 PH. | 5850 | TEST
9 | IDEM 66 - IEC | TEST TO ELECTROSTATIC DISCHARGE - CL.7.5.2 - 1 - 3 PHASE | 2200 | TEST
9 | IDEM 66 - IEC | TEST TO ELECTROSTATIC DISCHARGE - CL.7.5.2 - 1 - 3 PHASE | 2200 | TEST
9 | THIRD PARTY INSPECTION | THIRD PARTY INSPECTION | 50000 | TEST
9 | THIRD PARTY INSPECTION | THIRD PARTY INSPECTION | 50000 | TEST
9 | IDEM A34.0 | TRANSPORTATION TEST (ACCEPTANCE TEST) | 400 | TEST
9 | IDEM B34.0 | TRANSPORTATION TEST (ACCEPTANCE TEST) | 400 | TEST
9 | IDEM A34.0 | TRANSPORTATION TEST (ACCEPTANCE TEST) | 400 | TEST
9 | IDEM B34.0 | TRANSPORTATION TEST (ACCEPTANCE TEST) | 400 | TEST
9 | IDEM A34.0 (a) | TRANSPORTATION TEST (FOR UPTO 10 METERS) | 5000 | TEST
9 | IDEM B36.0 (a) | TRANSPORTATION TEST (FOR UPTO 10 METERS) | 5000 | TEST
9 | IDEM A34.0 (a) | TRANSPORTATION TEST (FOR UPTO 10 METERS) | 5000 | TEST
9 | IDEM B36.0 (a) | TRANSPORTATION TEST (FOR UPTO 10 METERS) | 5000 | TEST
9 | IDEM A34.0(b) | TRANSPORTATION TEST (MORE THAN 10 METERS) | 500 | PER METER
9 | IDEM B36.0(b) | TRANSPORTATION TEST (MORE THAN 10 METERS) | 500 | PER METER
9 | IDEM A34.0(b) | TRANSPORTATION TEST (MORE THAN 10 METERS) | 500 | PER METER
9 | IDEM B36.0(b) | TRANSPORTATION TEST (MORE THAN 10 METERS) | 500 | PER METER
9 | IDEMG2.0 | TYPE TEST 1 PH. AS PER CUSTOMER REQUEST | 297000 | TEST
9 | IDEMG2.0 | TYPE TEST 1 PH. AS PER CUSTOMER REQUEST | 297000 | TEST
9 | IDEMG2.0 | TYPE TEST 3 PH. AS PER CUSTOMER REQUEST | 297000 | TEST
9 | IDEMG2.0 | TYPE TEST 3 PH. AS PER CUSTOMER REQUEST | 297000 | TEST
9 | IDEMG2.0 | TYPE TEST 3 PH. LT-CT AS PER CUSTOMER REQUEST | 377600 | TEST
9 | IDEMG2.0 | TYPE TEST 3 PH. LT-CT AS PER CUSTOMER REQUEST | 377600 | TEST
9 | IDEM G1.0 | TYPE TEST CHARGES FOR 1 PHASE METERS OF CLASS 1 & 2 AS PER IS 13779 ON 3 SAMPLES | 148500 | TEST
9 | IDEM G1.0 | TYPE TEST CHARGES FOR 1 PHASE METERS OF CLASS 1 & 2 AS PER IS 13779 ON 3 SAMPLES | 148500 | TEST
9 | IDEM F2.0 | TYPE TEST CHARGES FOR 3 PHASE KWH/STATIC/ELECTRONIC METERS FOR CLASS 0.2/0.5/1.0/2.0 AS PER IS/IEC/ | 118800 | TEST
9 | IDEM F2.0 | TYPE TEST CHARGES FOR 3 PHASE KWH/STATIC/ELECTRONIC METERS FOR CLASS 0.2/0.5/1.0/2.0 AS PER IS/IEC/ | 118800 | TEST
9 | IDEM F1.0 | TYPE TEST CHARGES FOR 3 PHASE KWH/STATIC/ELECTRONIC METERS OF CLASS 0.2/0.5/1.0/2.0 AS PER IS/IEC/CR | 99000 | TEST
9 | IDEM F1.0 | TYPE TEST CHARGES FOR 3 PHASE KWH/STATIC/ELECTRONIC METERS OF CLASS 0.2/0.5/1.0/2.0 AS PER IS/IEC/CR | 99000 | TEST
9 | IDEM G3.0 | TYPE TEST CHARGES FOR 3 PHASE METERS OF CLASS 0.5 & 0.2 AS PER IS 14697 ON 3 SAMPLES | 188800 | TEST
9 | IDEM G3.0 | TYPE TEST CHARGES FOR 3 PHASE METERS OF CLASS 0.5 & 0.2 AS PER IS 14697 ON 3 SAMPLES | 188800 | TEST
9 | IDEM G2.0 | TYPE TEST CHARGES FOR 3 PHASE METERS OF CLASS 1 & 2 AS PER IS 13779 ON 3 SAMPLES | 148500 | PER TEST
9 | IDEM G2.0 | TYPE TEST CHARGES FOR 3 PHASE METERS OF CLASS 1 & 2 AS PER IS 13779 ON 3 SAMPLES | 148500 | TEST
9 | G3.0 | TYPE TEST CHARGES FOR 3 PHASE, TRANSFORMER OPERATED SMART METER AS PER IS 16444 (PART 2) | 188800 | TEST
9 | IDEM E1.0 | TYPE TEST CHARGES FOR SINGLE PHASE KWH/STATIC/ELECTRONICMETERS OF CLASS 0.2/0.5/0.1/2.0 AS PER IS OR | 99000 | TEST
9 | IDEM E1.0 | TYPE TEST CHARGES FOR SINGLE PHASE KWH/STATIC/ELECTRONICMETERS OF CLASS 0.2/0.5/0.1/2.0 AS PER IS OR | 99000 | TEST
9 | verification of parameters as per BIS upto 5 parameters & upto 3 commn ports(with/without tamper/eve | verification of parameters as per BIS upto 5 parameters & upto 3 commn ports(with/without tamper/eve | 15000 | TEST
9 | verification of parameters as per BIS upto 5 parameters & upto 3 commn ports(with/without tamper/eve | verification of parameters as per BIS upto 5 parameters & upto 3 commn ports(with/without tamper/eve | 15000 | TEST
9 | verification of parameters as per BIS upto 5 parameters & upto 3 commn ports(with/without tamper/eve | verification of parameters as per BIS upto 5 parameters & upto 3 commn ports(with/without tamper/eve | 15000 | TEST
9 | IDEM 66 - IEC | VIBRATION TEST AND ACCURACY AFTER TEST - CL.5.2.2.3 - 1 PHASE | 3150 | TEST
9 | IDEM 66 - IEC | VIBRATION TEST AND ACCURACY AFTER TEST - CL.5.2.2.3 - 1 PHASE | 3150 | TEST
9 | IDEM 66 - IEC | VIBRATION TEST AND ACCURACY AFTER TEST - CL.5.2.2.3 - 3 PHASE | 3650 | TEST
9 | IDEM 66 - IEC | VIBRATION TEST AND ACCURACY AFTER TEST - CL.5.2.2.3 - 3 PHASE | 3650 | TEST
9 | IDUP A1 | VISUAL EXAMINATION | 800 | TEST
9 | IDUP B.1 | VISUAL EXAMINATION | 1100 | TEST
9 | IDUP C1 | VISUAL EXAMINATION | 1550 | TEST
9 | IDUP A1 | VISUAL EXAMINATION | 1000 | TEST
9 | IDUP B1 | VISUAL EXAMINATION | 1350 | TEST
9 | IDUP C1 | VISUAL EXAMINATION | 1900 | TEST
9 | IDUP A1 | VISUAL EXAMINATION | 800 | TEST
9 | IDUP B.1 | VISUAL EXAMINATION | 1100 | TEST
9 | IDUP C1 | VISUAL EXAMINATION | 1550 | TEST
9 | IDUP A1 | VISUAL EXAMINATION | 1000 | TEST
9 | IDUP B1 | VISUAL EXAMINATION | 1350 | TEST
9 | IDUP C1 | VISUAL EXAMINATION | 1900 | TEST
9 | IDEM 51 - IEC | VOLTAGE VARIATION - ENERGY METERS - IEC STD - CL.8.2 - 1 PH. | 3300 | TEST
9 | IDEM 51 - IEC | VOLTAGE VARIATION - ENERGY METERS - IEC STD - CL.8.2 - 1 PH. | 3300 | TEST
9 | IDEM 51 - IEC | VOLTAGE VARIATION - ENERGY METERS - IEC STD - CL.8.2 - 3 PH. | 3750 | TEST
9 | IDEM 51 - IEC | VOLTAGE VARIATION - ENERGY METERS - IEC STD - CL.8.2 - 3 PH. | 3750 | TEST
9 | IDEM-A3.0 | VOLTAGE DIPS & INTERRUPTION | 1550 | TEST
9 | IDEM-A3.0 | VOLTAGE DIPS & INTERRUPTION | 1900 | TEST
9 | IDEM-B3.0 | VOLTAGE DIPS & INTERRUPTION | 2550 | TEST
9 | IDEM-A3.0 | VOLTAGE DIPS & INTERRUPTION | 1550 | TEST
9 | IDEM-A3.0 | VOLTAGE DIPS & INTERRUPTION | 1900 | TEST
9 | IDEM-B3.0 | VOLTAGE DIPS & INTERRUPTION | 2550 | TEST
9 | IDEM B 3.0 | VOLTAGE DIPS & INTERRUPTION. | 2100 | TEST
9 | IDEM B 3.0 | VOLTAGE DIPS & INTERRUPTION. | 2100 | TEST
9 | VOLTAGE DIPS & INTERRUPTIONS C10 D-4.2.1, D-4.2.2, D-4.2.3, D-4.2.4 | VOLTAGE DIPS & INTERRUPTIONS C10 D-4.2.1, D-4.2.2, D-4.2.3, D-4.2.4 | 10200 | PER TEST
9 | IDEM B18.0 | VOLTAGE UNBALANCE | 1050 | TEST
9 | IDEM B18.0 | VOLTAGE UNBALANCE | 1300 | TEST
9 | IDEM B18.0 | VOLTAGE UNBALANCE | 1050 | TEST
9 | IDEM B18.0 | VOLTAGE UNBALANCE | 1300 | TEST
9 | IDEM 54 - IEC | VOLTAGE UNBALANCE - ENERGY METERS - IEC STD - CL.8.2 - 3 PH. | 1050 | TEST
9 | IDEM 54 - IEC | VOLTAGE UNBALANCE - ENERGY METERS - IEC STD - CL.8.2 - 3 PH. | 1050 | TEST
9 | IDEM A16.0 | VOLTAGE VARIATION | 850 | TEST
9 | IDEM B16.0 | VOLTAGE VARIATION | 950 | TEST
9 | IDEM A16.0 | VOLTAGE VARIATION | 1050 | TEST
9 | IDEM B16.0 | VOLTAGE VARIATION | 1150 | TEST
9 | IDEM A16.0 | VOLTAGE VARIATION | 850 | TEST
9 | IDEM B16.0 | VOLTAGE VARIATION | 950 | TEST
9 | IDEM A16.0 | VOLTAGE VARIATION | 1050 | TEST
9 | IDEM B16.0 | VOLTAGE VARIATION | 1150 | TEST
9 | IDUP A9a | WAVE FORM | 1050 | TEST
9 | IDUP A9a | WAVE FORM | 1300 | TEST
9 | IDUP A9a | WAVE FORM | 1050 | TEST
9 | IDUP A9a | WAVE FORM | 1300 | TEST
9 | IDUP C9 | WAVE FORM MEASUREMENT / CREST FACTOR | 2200 | TEST
9 | IDUP D9 | WAVE FORM MEASUREMENT / CREST FACTOR | 2200 | TEST
9 | IDUP C9 | WAVE FORM MEASUREMENT / CREST FACTOR | 2200 | TEST
9 | IDUP D9 | WAVE FORM MEASUREMENT / CREST FACTOR | 2200 | TEST
9 | IDUP D9 | WAVE FORM MEASUREMENT/CREST FACTOR | 1800 | TEST
9 | IDUP D9 | WAVE FORM MEASUREMENT/CREST FACTOR | 1800 | TEST
9 | IDUP C9a | WAVE FORM/MESUREMENT/CREST FACTOR | 1800 | TEST
9 | IDUP C9a | WAVE FORM/MESUREMENT/CREST FACTOR | 1800 | TEST
12 | (b) 220kV Substation, CHARKHI DADRI | (b) 220kV Substation, CHARKHI DADRI | 450000 | UNIT
12 | (c) 220kV Substation, HISAR | (c) 220kV Substation, HISAR | 450000 | UNIT
12 | (d) 220kV Substation, BALLABGARH | (d) 220kV Substation, BALLABGARH | 450000 | UNIT
12 | (e) 220kV Substation, SAMAYPUR | (e) 220kV Substation, SAMAYPUR | 450000 | UNIT
12 | IDRE 4 | ACCURACY TEST FOR EM, STATIC RELAYS ( OPERATING/PICKUP/RESET TIME, OPERATING/RESET/DROP OUT VALUE FO | 950 | TEST
12 | PSRE 4 | ACCURACY TEST FOR EM, STATIC RELAYS ( OPERATING/PICKUP/RESET TIME, OPERATING/RESET/DROP OUT VALUE FO | 1500 | TEST
12 | IDRE 4 | ACCURACY TEST FOR EM, STATIC RELAYS ( OPERATING/PICKUP/RESET TIME, OPERATING/RESET/DROP OUT VALUE FO | 950 | TEST
12 | PSRE 4 | ACCURACY TEST FOR EM, STATIC RELAYS ( OPERATING/PICKUP/RESET TIME, OPERATING/RESET/DROP OUT VALUE FO | 1500 | TEST
12 | IDRE 12 | ACCURACY TEST ON NUMERICAL RELAYS (OPERATING/PICKUP/RESET TIME, OP. /RESET/DROPOUT VALUE FOR 5 POINT | 2650 | TEST
12 | PSRE 12 | ACCURACY TEST ON NUMERICAL RELAYS (OPERATING/PICKUP/RESET TIME, OP. /RESET/DROPOUT VALUE FOR 5 POINT | 4000 | TEST
12 | IDRE 12 | ACCURACY TEST ON NUMERICAL RELAYS (OPERATING/PICKUP/RESET TIME, OP. /RESET/DROPOUT VALUE FOR 5 POINT | 2650 | TEST
12 | PSRE 12 | ACCURACY TEST ON NUMERICAL RELAYS (OPERATING/PICKUP/RESET TIME, OP. /RESET/DROPOUT VALUE FOR 5 POINT | 4000 | TEST
12 | IDRE 15 | ACCURACY WITH INFLUENCING QUANTITY FREQUENCY/VOLTAGE VARIATION ( UPTO 5 POINTS) | 1400 | TEST
12 | PSRE 15 | ACCURACY WITH INFLUENCING QUANTITY FREQUENCY/VOLTAGE VARIATION ( UPTO 5 POINTS) | 3000 | TEST
12 | IDRE 15 | ACCURACY WITH INFLUENCING QUANTITY FREQUENCY/VOLTAGE VARIATION ( UPTO 5 POINTS) | 1400 | TEST
12 | PSRE 15 | ACCURACY WITH INFLUENCING QUANTITY FREQUENCY/VOLTAGE VARIATION ( UPTO 5 POINTS) | 3000 | TEST
12 | IDRE 16 | ACCURANCY WITH INFLUENCING QUANTITY TEMPERATURE (UPTO 5 POINTS) WITH ONE TEMPERATURE | 3250 | TEST
12 | PSRE 16 | ACCURANCY WITH INFLUENCING QUANTITY TEMPERATURE (UPTO 5 POINTS) WITH ONE TEMPERATURE | 5000 | TEST
12 | IDRE 16 | ACCURANCY WITH INFLUENCING QUANTITY TEMPERATURE (UPTO 5 POINTS) WITH ONE TEMPERATURE | 3250 | TEST
12 | PSRE 16 | ACCURANCY WITH INFLUENCING QUANTITY TEMPERATURE (UPTO 5 POINTS) WITH ONE TEMPERATURE | 5000 | TEST
12 | PS-3 | ATP SOFTWARE (PER DAY) | 3800 | DAY
12 | PS-3 | ATP SOFTWARE (PER DAY) | 4600 | DAY
12 | ITSA-9 | BLOCK 12 - CONTROL | 178000 | TEST
12 | ITSA-10 | BLOCK 13 - TIME SYNC | 60000 | TEST
12 | ITSA-11 | BLOCK 14 - FILE TRANSFER | 64000 | TEST
12 | ITSA-3 | BLOCK 2 - DATASETS | 80000 | TEST
12 | ITSA-4 | BLOCK 3 - SUBSTITUTION | 65000 | TEST
12 | ITSA-5 | BLOCK 4 - SETTING GROUP | 60000 | TEST
12 | ITSA-6 | BLOCK 5 - UNBUFFERED REPORTING | 115000 | TEST
12 | ITSA-7 | BLOCK 6 - BUFFERED REPORTING | 120000 | TEST
12 | ITSA-8 | BLOCK 9 - GOOSE | 180000 | TEST
12 | 1.15 (ii) | CHARGES FOR ADDITIONAL/DUPLICATE TEST REPORTS | 950 | TEST
12 | 1.15 (i) | CHARGES FOR ADDITIONAL/DUPLICATE TEST REPORTS - FIRST COPY | 500 | TEST
12 | 1.15 (iv) | CHARGES FOR ADDITIONAL/DUPLICATE TEST REPORTS - FIRST COPY | 1850 | TEST
12 | 1.15 (v) | CHARGES FOR ADDITIONAL/DUPLICATE TEST REPORTS - FIRST COPY | 3400 | TEST
12 | 1.15 (i) | CHARGES FOR ADDITIONAL/DUPLICATE TEST REPORTS - SECOND COPY | 550 | TEST
12 | 1.15 (ii) | CHARGES FOR ADDITIONAL/DUPLICATE TEST REPORTS - SECOND COPY | 1000 | TEST
12 | 1.15 (iii) | CHARGES FOR ADDITIONAL/DUPLICATE TEST REPORTS - SECOND COPY | 1450 | TEST
12 | 1.15 (iv) | CHARGES FOR ADDITIONAL/DUPLICATE TEST REPORTS - SECOND COPY | 2000 | TEST
12 | 1.15 (v) | CHARGES FOR ADDITIONAL/DUPLICATE TEST REPORTS - SECOND COPY | 3550 | TEST
12 | 1.15 (iii) | CHARGES FOR ADDITIONAL/DUPLICATE TEST REPORTS' - FIRST COPY | 1350 | TEST
12 | IDRE 14 | COLD CURVE (UPTO 5 POINTS)/ HOT CURVE (UPTO 5 POINTS) | 2650 | TEST
12 | PSRE 14 | COLD CURVE (UPTO 5 POINTS)/ HOT CURVE (UPTO 5 POINTS) | 4000 | TEST
12 | IDRE 14 | COLD CURVE (UPTO 5 POINTS)/ HOT CURVE (UPTO 5 POINTS) | 2650 | TEST
12 | PSRE 14 | COLD CURVE (UPTO 5 POINTS)/ HOT CURVE (UPTO 5 POINTS) | 4000 | TEST
12 | CONDUCTING THIRD PARTY PROTECTION AUDIT AT KOTESHWAR HEP | CONDUCTING THIRD PARTY PROTECTION AUDIT AT KOTESHWAR HEP | 1795000 | nos
12 | CONDUCTING THIRD PARTY PROTECTION AUDIT AT KOTESHWAR HEP | CONDUCTING THIRD PARTY PROTECTION AUDIT AT KOTESHWAR HEP | 500 | Project
12 | PSD | CONDUCTING WEBINAR TRAINING PROGRAMME FOR | 3600 | PERSON
12 | 1.16.3 | CONSULTANCY CHARGES - ADDITIONAL DIRECTOR / ENGINEERING OFFICER GR. 6 | 11850 | TEST
12 | 1.16.3 | CONSULTANCY CHARGES - ADDITIONAL DIRECTOR / ENGINEERING OFFICER GR. 6 | 11850 | TEST
12 | 1.16.2 | CONSULTANCY CHARGES - DIRECTOR | 12500 | TEST
12 | 1.16.2 | CONSULTANCY CHARGES - DIRECTOR | 12500 | TEST
12 | 1.16.1 | CONSULTANCY CHARGES - DIRECTOR GENERAL | 13200 | TEST
12 | 1.16.1 | CONSULTANCY CHARGES - DIRECTOR GENERAL | 13200 | TEST
12 | 1.16.4 | CONSULTANCY CHARGES - JOINT DIRECTOR / ENGINEERING OFFICER GR.5 | 11100 | TEST
12 | 1.16.4 | CONSULTANCY CHARGES - JOINT DIRECTOR / ENGINEERING OFFICER GR.5 | 11100 | TEST
12 | 1.16.7 | CONSULTANCY CHARGES - SCIENTIFIC / ENGINEERING OFFICER GR 2 | 7000 | TEST
12 | 1.16.7 | CONSULTANCY CHARGES - SCIENTIFIC / ENGINEERING OFFICER GR 2 | 7000 | TEST
12 | 1.16.6 | CONSULTANCY CHARGES - SCIENTIFIC / ENGINEERING OFFICER GR 3 | 8350 | TEST
12 | 1.16.6 | CONSULTANCY CHARGES - SCIENTIFIC / ENGINEERING OFFICER GR 3 | 8350 | TEST
12 | 1.16.5 | CONSULTANCY CHARGES - SCIENTIFIC/ENGINEERING OFFICER GR. 4 | 9100 | TEST
12 | 1.16.5 | CONSULTANCY CHARGES - SCIENTIFIC/ENGINEERING OFFICER GR. 4 | 9100 | TEST
12 | 1.16 (3) | CONSULTANCY-ADDITIONAL DIRECTOR / ENGG. OFFICER GR 6 | 11850 | TEST
12 | 1.16 (2) | CONSULTANCY-DIRECTOR | 12500 | TEST
12 | 1.16 (1) | CONSULTANCY-DIRECTOR GENERAL | 13200 | TEST
12 | 1.16 (4) | CONSULTANCY-JOINT DIRECTOR / ENGG. OFFICER GR 5 | 11100 | TEST
12 | 1.16 (7) | CONSULTANCY-SCIENTIFIC/ENGINEERING OFFICER GR. 2 | 7000 | TEST
12 | 1.16 (6) | CONSULTANCY-SCIENTIFIC/ENGINEERING OFFICER GR. 3 | 8350 | TEST
12 | 1.16 (5) | CONSULTANCY-SCIENTIFIC/ENGINEERING OFFICER GR. 4 | 9100 | TEST
12 | IDRE 7 | CONTACT PERFORMANCE (MAKING, BREAKING, CYCLIC CAPACITY TEST ON PROTECTIVE RELAYS UPTO 1000 OP./PER D | 5200 | TEST
12 | PSRE 7 | CONTACT PERFORMANCE (MAKING, BREAKING, CYCLIC CAPACITY TEST ON PROTECTIVE RELAYS UPTO 1000 OP./PER D | 9000 | TEST
12 | IDRE 7 | CONTACT PERFORMANCE (MAKING, BREAKING, CYCLIC CAPACITY TEST ON PROTECTIVE RELAYS UPTO 1000 OP./PER D | 5200 | TEST
12 | PSRE 7 | CONTACT PERFORMANCE (MAKING, BREAKING, CYCLIC CAPACITY TEST ON PROTECTIVE RELAYS UPTO 1000 OP./PER D | 9000 | TEST
12 | IDRE 5 ii | DEVELOPMENT ASSISTANCE - FOR EVERY ADDITIONAL HOUR | 1650 | TEST
12 | PSRE 5 ii | DEVELOPMENT ASSISTANCE - FOR EVERY ADDITIONAL HOUR | 2500 | TEST
12 | IDRE 5 ii | DEVELOPMENT ASSISTANCE - FOR EVERY ADDITIONAL HOUR | 1650 | TEST
12 | PSRE 5 ii | DEVELOPMENT ASSISTANCE - FOR EVERY ADDITIONAL HOUR | 2500 | TEST
12 | IDRE 5 i | DEVELOPMENT ASSISTANCE (UPTO 2 HOURS) | 3100 | TEST
12 | PSRE 5 i | DEVELOPMENT ASSISTANCE (UPTO 2 HOURS) | 5000 | TEST
12 | IDRE 5 i | DEVELOPMENT ASSISTANCE (UPTO 2 HOURS) | 3100 | TEST
12 | PSRE 5 i | DEVELOPMENT ASSISTANCE (UPTO 2 HOURS) | 5000 | TEST
12 | IDRE 8 | DIELECTRIC TEST/AC POWER FREQUENCY VOLTAGE TEST/HIGH VOLTAGE TEST ON PROTECTIVE RELAYS (FOR 3 POINTS | 1250 | TEST
12 | PSRE 8 | DIELECTRIC TEST/AC POWER FREQUENCY VOLTAGE TEST/HIGH VOLTAGE TEST ON PROTECTIVE RELAYS (FOR 3 POINTS | 2000 | TEST
12 | IDRE 8 | DIELECTRIC TEST/AC POWER FREQUENCY VOLTAGE TEST/HIGH VOLTAGE TEST ON PROTECTIVE RELAYS (FOR 3 POINTS | 1250 | TEST
12 | PSRE 8 | DIELECTRIC TEST/AC POWER FREQUENCY VOLTAGE TEST/HIGH VOLTAGE TEST ON PROTECTIVE RELAYS (FOR 3 POINTS | 2000 | TEST
12 | IDRE 21 | DYNAMIC TEST USING EMTP FILES (PER FILE) | 800 | TEST
12 | PSRE 21 | DYNAMIC TEST USING EMTP FILES (PER FILE) | 2000 | TEST
12 | IDRE 21 | DYNAMIC TEST USING EMTP FILES (PER FILE) | 800 | TEST
12 | PSRE 21 | DYNAMIC TEST USING EMTP FILES (PER FILE) | 2000 | TEST
12 | PS-8 | EARTH RESISTANACE MEASUREMENT (PER MEASUREMENT) | 12200 | MEASURE
12 | PS-8 | EARTH RESISTANACE MEASUREMENT (PER MEASUREMENT) | 14650 | MEASURE
12 | PS-5 | G-MAT SOFTWARE (PER DAY) | 4550 | DAY
12 | PS-5 | G-MAT SOFTWARE (PER DAY) | 5500 | DAY
12 | IDRE 6 ii | HIGH FREQUENCE DISTURBANCE (HFD) - FOR EVERY ADDITIONAL POINT | 900 | TEST
12 | PSRE 6 ii | HIGH FREQUENCE DISTURBANCE (HFD) - FOR EVERY ADDITIONAL POINT | 1500 | TEST
12 | IDRE 6 ii | HIGH FREQUENCE DISTURBANCE (HFD) - FOR EVERY ADDITIONAL POINT | 900 | TEST
12 | PSRE 6 ii | HIGH FREQUENCE DISTURBANCE (HFD) - FOR EVERY ADDITIONAL POINT | 1500 | TEST
12 | IDRE 6 i | HIGH FREQUENCY DISTURBANCE (HFD) - FOR ONE POINT | 1650 | TEST
12 | PSRE 6 i | HIGH FREQUENCY DISTURBANCE (HFD) - FOR ONE POINT | 3000 | TEST
12 | IDRE 6 i | HIGH FREQUENCY DISTURBANCE (HFD) - FOR ONE POINT | 1650 | TEST
12 | PSRE 6 i | HIGH FREQUENCY DISTURBANCE (HFD) - FOR ONE POINT | 3000 | TEST
12 | ITSA-1(a) | IEC 61850 CONFORMANCE TESTING | 1000000 | TEST
12 | ITSA-2 | IEC 61850 CONFORMANCE TESTING - ADDL DAY CHARGE | 50000 | DAY
12 | ITSA-1(b) | IEC 61850 CONFORMANCE TESTING - BLOCK WISE-BASIC CHARGES | 300000 | TEST
12 | ITSA-12(a) | IEC-61850 DEVELOPMENTAL ASSISTANCE FOR 1 DAY | 40000 | TEST
12 | ITSA-12(b) | IEC-61850 DEVELOPMENTAL ASSISTANCE FOR SUBSEQUENT BLOCK OF 4 HOURS | 15000 | TEST
12 | IDRE 20 i | IMPEDENCE CHARACTERISTICS | 5200 | TEST
12 | PSRE 20 i | IMPEDENCE CHARACTERISTICS | 8000 | TEST
12 | IDRE 20 i | IMPEDENCE CHARACTERISTICS | 5200 | TEST
12 | PSRE 20 i | IMPEDENCE CHARACTERISTICS | 8000 | TEST
12 | IDRE 20 ii | IMPEDENCE CHARACTERISTICS - ADDITIONAL 5 POINTS | 1400 | TEST
12 | PSRE 20 ii | IMPEDENCE CHARACTERISTICS - ADDITIONAL 5 POINTS | 2000 | TEST
12 | IDRE 20 ii | IMPEDENCE CHARACTERISTICS - ADDITIONAL 5 POINTS | 1400 | TEST
12 | PSRE 20 ii | IMPEDENCE CHARACTERISTICS - ADDITIONAL 5 POINTS | 2000 | TEST
12 | IDRE 10 | IMPULSE VOLTAGE TEST ON PROTECTIVE RELAYS ( FOR 3 POINTS) | 2900 | TEST
12 | PSRE 10 | IMPULSE VOLTAGE TEST ON PROTECTIVE RELAYS ( FOR 3 POINTS) | 5000 | TEST
12 | IDRE 10 | IMPULSE VOLTAGE TEST ON PROTECTIVE RELAYS ( FOR 3 POINTS) | 2900 | TEST
12 | PSRE 10 | IMPULSE VOLTAGE TEST ON PROTECTIVE RELAYS ( FOR 3 POINTS) | 5000 | TEST
12 | IDRE 9 | MEASUREMENT OF INSULATION RESISTANCE/CONTACT RESISTANCE TEST ON PROTECTIVE RELAYS (FOR 3 POINTS) | 1000 | TEST
12 | PSRE 9 | MEASUREMENT OF INSULATION RESISTANCE/CONTACT RESISTANCE TEST ON PROTECTIVE RELAYS (FOR 3 POINTS) | 2000 | TEST
12 | IDRE 9 | MEASUREMENT OF INSULATION RESISTANCE/CONTACT RESISTANCE TEST ON PROTECTIVE RELAYS (FOR 3 POINTS) | 1000 | TEST
12 | PSRE 9 | MEASUREMENT OF INSULATION RESISTANCE/CONTACT RESISTANCE TEST ON PROTECTIVE RELAYS (FOR 3 POINTS) | 2000 | TEST
12 | IDRE 18 | MECHANICAL DURABILITY/ ENDURANCE ON PROTECTIVE RELAYS FOR 1000 OPERATIONS/ DAY | 2900 | TEST
12 | PSRE 18 | MECHANICAL DURABILITY/ ENDURANCE ON PROTECTIVE RELAYS FOR 1000 OPERATIONS/ DAY | 5000 | TEST
12 | IDRE 18 | MECHANICAL DURABILITY/ ENDURANCE ON PROTECTIVE RELAYS FOR 1000 OPERATIONS/ DAY | 2900 | TEST
12 | PSRE 18 | MECHANICAL DURABILITY/ ENDURANCE ON PROTECTIVE RELAYS FOR 1000 OPERATIONS/ DAY | 5000 | TEST
12 | PS-4 | MI-POWER SOFTWARE (PER DAY) | 4650 | DAY
12 | PS-4 | MI-POWER SOFTWARE (PER DAY) | 5600 | DAY
12 | MINIMUM ORDER VALUE TESTING OF EQUIPMENT | MINIMUM ORDER VALUE TESTING OF EQUIPMENT | 10000 | TEST
12 | 1.15 vii | MINIMUM TEST CHARGES FOR CONDUCTING TEST AND ISSUE OF TEST REPORT | 2000 | TEST
12 | 1.15 vii | MINIMUM TEST CHARGES FOR CONDUCTING TEST AND ISSUE OF TEST REPORT | 2400 | COPY
12 | 1.15 vii | MINIMUM TEST CHARGES FOR CONDUCTING TEST AND ISSUE OF TEST REPORT | 10000 | TEST
12 | 1.15 vii | MINIMUM TEST CHARGES FOR CONDUCTING TEST AND ISSUE OF TEST REPORT | 2400 | COPY
12 | IDRE 1ii | OVERLOAD TEST - MULTIPLE SETTING (FOR TWO VOLTAGE / CURRENT / TIME SETTING) | 1000 | TEST
12 | PSRE 1ii | OVERLOAD TEST - MULTIPLE SETTING (FOR TWO VOLTAGE / CURRENT / TIME SETTING) | 3000 | TEST
12 | IDRE 1ii | OVERLOAD TEST - MULTIPLE SETTING (FOR TWO VOLTAGE / CURRENT / TIME SETTING) | 1000 | TEST
12 | PSRE 1ii | OVERLOAD TEST - MULTIPLE SETTING (FOR TWO VOLTAGE / CURRENT / TIME SETTING) | 3000 | TEST
12 | IDRE 1i | OVERLOAD TEST - SINGLE SETTING ( FOR ONE VOLTAGE / CURRENT / TIME SETTING) | 500 | TEST
12 | PSRE 1i | OVERLOAD TEST - SINGLE SETTING ( FOR ONE VOLTAGE / CURRENT / TIME SETTING) | 2000 | TEST
12 | IDRE 1i | OVERLOAD TEST - SINGLE SETTING ( FOR ONE VOLTAGE / CURRENT / TIME SETTING) | 500 | TEST
12 | PSRE 1i | OVERLOAD TEST - SINGLE SETTING ( FOR ONE VOLTAGE / CURRENT / TIME SETTING) | 2000 | TEST
12 | IDRE 2 | OVERSHOOT TEST, SINGLE SETTING ( FOR ONE CURRENT / TIME) | 950 | TEST
12 | PSRE 2 | OVERSHOOT TEST, SINGLE SETTING ( FOR ONE CURRENT / TIME) | 2000 | TEST
12 | IDRE 2 | OVERSHOOT TEST, SINGLE SETTING ( FOR ONE CURRENT / TIME) | 950 | TEST
12 | PSRE 2 | OVERSHOOT TEST, SINGLE SETTING ( FOR ONE CURRENT / TIME) | 2000 | TEST
12 | PSD/TRF/01/2017-18 | PHASOR MEASURMENT UNIT (PMU)-STEDY STATE AND DYNAMIC/TRANSIENT CONDITIONS (AT EITHER 50 OR 60 HZ FRE | 75000 | FES/CLASS/
12 | PSD/TRF/01/2019-20 | PROCESSOR & I/O CARDS - 3PC+GPC UP TO 18 | 23350 | RACK
12 | PSD/TRF/01/2019-20 | PROCESSOR & I/O CARDS - PB5 + GPC UP TO 48 | 45150 | RACK
12 | PSD/TRF/01/2019-20 | PROCESSOR & I/O CARDS - PB5 +GPC WITH FIBRE ENHANCED BACK PLANE | 57300 | RACK
12 | PROTECTION AUDIT OF 400/132KV ATPS/BTPS SWITCHYARD | PROTECTION AUDIT OF 400/132KV ATPS/BTPS SWITCHYARD | 663000 | TEST
12 | PROTECTION AUDIT OF 765/400kV SWITCHYARD AT ANPARA, D TPS | PROTECTION AUDIT OF 765/400kV SWITCHYARD AT ANPARA, D TPS | 663000 | TEST
12 | PS-6 | PSS/ADEPT SOFTWARE (PER DAY) | 5400 | DAY
12 | PS-6 | PSS/ADEPT SOFTWARE (PER DAY) | 6500 | DAY
12 | IDRE 3 a | RATED BURDEN/IMPEDENCE/STABILITY, MULTIPLE SETTING UPTO 3 SETTING AT ONE VOLTAGE/CURRENT SETTING | 1000 | TEST
12 | PSRE 3 a | RATED BURDEN/IMPEDENCE/STABILITY, MULTIPLE SETTING UPTO 3 SETTING AT ONE VOLTAGE/CURRENT SETTING | 1500 | TEST
12 | IDRE 3 a | RATED BURDEN/IMPEDENCE/STABILITY, MULTIPLE SETTING UPTO 3 SETTING AT ONE VOLTAGE/CURRENT SETTING | 1000 | TEST
12 | PSRE 3 a | RATED BURDEN/IMPEDENCE/STABILITY, MULTIPLE SETTING UPTO 3 SETTING AT ONE VOLTAGE/CURRENT SETTING | 1500 | TEST
12 | IDRE 17 | SHORT TIME WITH STAND / CONTINUOUS CPACITY/ LIMITIG DYNAMIC VALUE | 2650 | TEST
12 | PSRE 17 | SHORT TIME WITH STAND / CONTINUOUS CPACITY/ LIMITIG DYNAMIC VALUE | 4000 | TEST
12 | IDRE 17 | SHORT TIME WITH STAND / CONTINUOUS CPACITY/ LIMITIG DYNAMIC VALUE | 2650 | TEST
12 | PSRE 17 | SHORT TIME WITH STAND / CONTINUOUS CPACITY/ LIMITIG DYNAMIC VALUE | 4000 | TEST
12 | PS-2 | SIMPOW SOFTWARE (PER DAY) | 6950 | DAY
12 | PS-2 | SIMPOW SOFTWARE (PER DAY) | 8350 | DAY
12 | PS-7 | SOIL RESISTIVITY MEASUREMENT (PER MEASUREMENT) | 12200 | MEASURE
12 | PS-7 | SOIL RESISTIVITY MEASUREMENT (PER MEASUREMENT) | 14650 | MEASURE
12 | IDRE 11 | SPECIAL FUNCTION TEST ON NUMERICAL RELAYS PER TEST (DURATION 1 HOUR) | 1400 | TEST
12 | PSRE 11 | SPECIAL FUNCTION TEST ON NUMERICAL RELAYS PER TEST (DURATION 1 HOUR) | 3000 | TEST
12 | IDRE 11 | SPECIAL FUNCTION TEST ON NUMERICAL RELAYS PER TEST (DURATION 1 HOUR) | 1400 | TEST
12 | PSRE 11 | SPECIAL FUNCTION TEST ON NUMERICAL RELAYS PER TEST (DURATION 1 HOUR) | 3000 | TEST
12 | PS-1 | STUDIES USING RTDS PER RACK PER DAY | 16050 | RACK/DAY
12 | PS-1 | STUDIES USING RTDS PER RACK PER DAY | 19300 | RACK/DAY
12 | Study and Third Party Protection Audit of 400/220/132kV, | Substations and Generating Stations along with their respective switchyards of BBMB. 60% payment on submission of draft report after completion of work - (a) 400kV Substation, BHIWANI | 460000 | UNIT
12 | IDRE 19 ii | T/I CHARACTERISTICS - ADDITIONAL 5 POINTS | 1400 | TEST
12 | PSRE 19 ii | T/I CHARACTERISTICS - ADDITIONAL 5 POINTS | 2000 | TEST
12 | IDRE 19 ii | T/I CHARACTERISTICS - ADDITIONAL 5 POINTS | 1400 | TEST
12 | PSRE 19 ii | T/I CHARACTERISTICS - ADDITIONAL 5 POINTS | 2000 | TEST
12 | IDRE 19 i | T/I CHARACTERISTICS UPTO 5 POINTS | 2650 | TEST
12 | PSRE 19 i | T/I CHARACTERISTICS UPTO 5 POINTS | 4000 | TEST
12 | IDRE 19 i | T/I CHARACTERISTICS UPTO 5 POINTS | 2650 | TEST
12 | PSRE 19 i | T/I CHARACTERISTICS UPTO 5 POINTS | 4000 | TEST
12 | IDRE 13 | TEMPERATURE RISE TEST ON PROTECTIVE RELAYS | 1850 | TEST
12 | PSRE 13 | TEMPERATURE RISE TEST ON PROTECTIVE RELAYS | 3000 | TEST
12 | IDRE 13 | TEMPERATURE RISE TEST ON PROTECTIVE RELAYS | 1850 | TEST
12 | PSRE 13 | TEMPERATURE RISE TEST ON PROTECTIVE RELAYS | 3000 | TEST
13 | ST29 | "PULLOUT" TEST ON CONTACTORS AND STARTERS PER POLE | 950 | TEST
13 | ST29 | "PULLOUT" TEST ON CONTACTORS AND STARTERS PER POLE | 1150 | TEST
13 | ST50 | 28 DAYS TEST ON MCB PER DAY PER RATING | 2650 | TEST
13 | 75kVA, 33kV TRANSFORMER | SHORT CIRCUIT TEST -M5.2 | 2022 | TEST
13 | 75kVA, 33kV TRANSFORMER | NO LOAD CURRENT TEST ST-044 | 16 | TEST
13 | 75kVA, 33kV TRANSFORMER | MEASUREMENT OF RESISTANCE ST-06 | 16 | TEST
13 | 75kVA, 33kV TRANSFORMER | MEASUREMENT OF IMPEDANCE ST-07 | 16 | TEST
13 | 75kVA, 33kV TRANSFORMER | MEASUREMENT OF NO LOAD LOSSES ST-09 | 16 | TEST
13 | 75kVA, 33kV TRANSFORMER | MEASUREMENT OF FULL-LOAD LOSSES ST-10 | 16 | TEST
13 | 75kVA, 33kV TRANSFORMER | TURNS RATIO ST-01 | 16 | TEST
13 | 75kVA, 33kV TRANSFORMER | VECTOR RELATIONSHIP ST-02 | 16 | TEST
13 | 75kVA, 33kV TRANSFORMER | IR ST-03 | 16 | TEST
13 | 75kVA, 33kV TRANSFORMER | HVPF ST-11 | 16 | TEST
13 | 75kVA, 33kV TRANSFORMER | DVDF ST-12 | 58 | TEST
13 | 75kVA, 33kV TRANSFORMER | NO LOAD LOSS AND NO LOAD CURRENT | 182 | TEST
13 | ACCURACY | ACCURACY | 219600 | TEST
13 | ACCURACY ST-13(iii) | ACCURACY ST-13(iii) | 31 | TEST
13 | ACCURACY ST-13(iii) | ACCURACY ST-13(iii) | 31 | TEST
13 | ACCURACY TEST ST-13(i) | ACCURACY TEST ST-13(i) | 850 | TEST
13 | page-72-Note-18 | Addl. charges for test conducted on urgent basis(50%) | 129800 | TEST
13 | page-72-Note-18 | Addl. charges for test conducted on urgent basis(50%) | 70350 | TEST
13 | HRT | ADDL. COPY OF TEST REPORT FOR TEST CHARGES ABOVE Rs.50000 | 10000 | TEST
13 | HRT | ADDL. COPY OF TEST REPORT FOR TEST CHARGES ABOVE Rs.50000 | 10000 | TEST
13 | HRT | ADDL. COPY OF TEST REPORT FOR TEST CHARGES UPTO Rs.50000 | 2000 | TEST
13 | HRT | ADDL. COPY OF TEST REPORT FOR TEST CHARGES UPTO Rs.50000 | 2000 | TEST
13 | ST56 | ARRANGEMENT OF FUSE AND DIMENSIONS INCLUDING FUSE BASE AND HOLDER-PER TEST/SAMPLE/RATING | 700 | TEST
13 | ST67 | CERAMIC MATERIAL TEST ON REWIRABLE FUSES-PER TEST | 2650 | TEST
13 | CHARGES FOR ADDITIONAL REPORT | CHARGES FOR ADDITIONAL REPORT | 181 | TEST
13 | PAGE 146 | CHARGES FOR ADDITIONAL/DUPLICATE TEST REPORTS | 500 | REPORT
13 | PAGE 146 | CHARGES FOR ADDITIONAL/DUPLICATE TEST REPORTS | 550 | REPORT
13 | PAGE 146 | CHARGES FOR ADDITIONAL/DUPLICATE TEST REPORTS | 950 | REPORT
13 | PAGE 146 | CHARGES FOR ADDITIONAL/DUPLICATE TEST REPORTS | 1000 | REPORT
13 | PAGE 146 | CHARGES FOR ADDITIONAL/DUPLICATE TEST REPORTS | 1350 | REPORT
13 | PAGE 146 | CHARGES FOR ADDITIONAL/DUPLICATE TEST REPORTS | 1450 | REPORT
13 | PAGE 146 | CHARGES FOR ADDITIONAL/DUPLICATE TEST REPORTS | 1850 | REPORT
13 | PAGE 146 | CHARGES FOR ADDITIONAL/DUPLICATE TEST REPORTS | 2000 | REPORT
13 | PAGE 146 | CHARGES FOR ADDITIONAL/DUPLICATE TEST REPORTS | 3400 | REPORT
13 | PAGE 146 | CHARGES FOR ADDITIONAL/DUPLICATE TEST REPORTS | 3550 | REPORT
13 | PAGE 147 | CHARGES FOR ADDITIONAL/DUPLICATE TEST REPORTS | 2000 | REPORT
13 | PAGE 147 | CHARGES FOR ADDITIONAL/DUPLICATE TEST REPORTS | 10000 | REPORT
13 | PAGE 146 | CHARGES FOR SEALED CERTIFICATES PER COPY | 2600 | REPORT
13 | PAGE 146 | CHARGES FOR SEALED CERTIFICATES PER COPY - ADDITIONAL DUPLICATED REPORT PER SECOND COPY | 2750 | REPORT
13 | CLEARANCE AND CREEPAGE ST-42 | CLEARANCE AND CREEPAGE ST-42 | 1595 | TEST
13 | CLEARANCE AND CREEPAGE ST-42 | CLEARANCE AND CREEPAGE ST-42 | 1450 | TEST
13 | COIL RESISTANCE IN DOL STARTER | COIL RESISTANCE IN DOL STARTER | 2530 | TEST
13 | COMPOSITE ERROR MEASUREMENT ST-14 | COMPOSITE ERROR MEASUREMENT ST-14 | 16 | TEST
13 | COMPOSITE ERROR MEASUREMENT ST-14 | COMPOSITE ERROR MEASUREMENT ST-14 | 16 | TEST
13 | ST14 | COMPOSITE ERROR MEASUREMENT-PER TEST | 700 | TEST
13 | ST48iii | CONDITIONING OF SAMPLE PER DAY OR PART THEREOF | 1650 | SAMPLE
13 | SC(DCCD) | CONDITIONING OF SAMPLE(0.5 TO 1.0 MTR.CUBE CAPACITOR COLD CHAMBER FOR ONE HR | 3750 | TEST
13 | DCCD-G1 | CONDITIONING OF SAMPLES UP TO & INCL.0.5 MTR CUBE CAPACITY COLD CHAMBER FOR 1 HR (MIN.RS.1900) | 2300 | TEST
13 | DCCD-G1 | CONDITIONING OF SAMPLES UP TO & INCL.0.5MTR CUBE CAPACITY COLD CHAMBER FOR 1 HR (MIN.RS.1900) | 230 | HOUR
13 | CONDITIONING ST-70 | CONDITIONING ST-70 | 2400 | TEST
13 | PAGE 147 | CONSULTANCY CHARGES - ENGG. OFFICER GR.3 | 8350 | DAY
13 | PAGE 147 | CONSULTANCY CHARGES PER DAY - DIRECTOR | 12500 | DAY
13 | PAGE 147 | CONSULTANCY-ADDITIONAL DIRECTOR / ENGG. OFFICER GR. 6 | 11850 | DAY
13 | PAGE 147 | CONSULTANCY-DIRECTOR GENERAL | 13200 | DAY
13 | PAGE 147 | CONSULTANCY-JOINT DIRECTOR / ENGG. OFFICER GR. 5 | 11100 | DAY
13 | PAGE 147 | CONSULTANCY-SCIENTIFIC/ENGINEERING OFFICER GR. 2 | 7000 | DAY
13 | PAGE 147 | CONSULTANCY-SCIENTIFIC/ENGINEERING OFFICER GR. 4 | 9100 | DAY
13 | ST60iii | CONVENTIONAL CABLE OVER LOAD PROTECTION WITH HRC FUSES-PER TEST-ABOVE 160 AMPS & UPTO 400 AMPS/TEST/ | 4550 | TEST
13 | ST60iv | CONVENTIONAL CABLE OVER LOAD PROTECTION WITH HRC FUSES-PER TEST-ABOVE 400 AMPS/SAMPLE | 5700 | TEST
13 | ST60ii | CONVENTIONAL CABLE OVER LOAD PROTECTION WITH HRC FUSES-PER TEST-ABOVE 63 AMPS AND UPTO 160 AMPS-PER | 3400 | TEST
13 | ST60i | CONVENTIONAL CABLE OVER LOAD PROTECTION WITH HRC FUSES-PER TEST-UPTO 63 AMPS/SAMPLE | 2250 | TEST
13 | ST58iii | CONVENTIONAL FUSING CURRENT ON HRC FUSES-ABOVE 160 AMPS AND UPTO 400 AMPS/SAMPLE | 2900 | TEST
13 | ST58iv | CONVENTIONAL FUSING CURRENT ON HRC FUSES-ABOVE 400 AMPS/SAMPLE | 3500 | TEST
13 | ST58ii | CONVENTIONAL FUSING CURRENT ON HRC FUSES-ABOVE 63 AMPS AND UPTO 160 AMPS/SAMPLE | 2250 | TEST
13 | ST58i | CONVENTIONAL FUSING CURRENT ON HRC FUSES-UPTO 63 AMPS/SAMPLE | 1550 | TEST
13 | ST57iii | CONVENTIONAL NON FUSING CURRENT ON HRC FUSES-ABOVE 160 AMPS AND UPTO 400 AMPS/SAMPLE | 2900 | TEST
13 | ST57iv | CONVENTIONAL NON FUSING CURRENT ON HRC FUSES-ABOVE 400 AMPS/SAMPLE | 3500 | TEST
13 | ST57ii | CONVENTIONAL NON FUSING CURRENT ON HRC FUSES-ABOVE 63 AMPS & UPTO 160 AMPS/SAMPLE | 2250 | TEST
13 | ST57i | CONVENTIONAL ON FUSING CURRENT ON HRC FUSES-UPTO 63 AMPS/SAMPLE | 1550 | TEST
13 | CRANE CHARGES | CRANE CHARGES | 4500 | TEST
13 | CRANE CHARGES | CRANE CHARGES | 6500 | TEST
13 | CRANE CHARGES | CRANE CHARGES | 8000 | TEST
13 | CRANE CHARGES 01.03.21 | CRANE CHARGES 01.03.21 | 1000 | NOS
13 | CRANE CHARGES 07.12.20 | CRANE CHARGES 07.12.20 | 8000 | NOS
13 | CRANE CHARGES 11 & 12.03.2021 | CRANE CHARGES 11 & 12.03.2021 | 4000 | TEST
13 | CRANE CHARGES 21.01.21 | CRANE CHARGES 21.01.21 | 4000 | TEST
13 | CRANE CHARGES ON 25.02.21 | CRANE CHARGES ON 25.02.21 | 2000 | TEST
13 | CRANE HIRING CHARGES ON 25.02.21 & 04.03.21 | CRANE HIRING CHARGES ON 25.02.21 & 04.03.21 | 1000 | TEST
13 | SCL/TRF/01/2020-21 | CROSS SECTION MORE THAN 150 sq.mm & UP TO & INCLUDING 300 sq.mm | 1188900 | TEST
13 | SCL/TRF/01/2020-21 | CROSS SECTION MORE THAN 150 sq.mm AND UP TO & INCLUDING 300 sq.mm | 349900 | TEST
13 | SCL/TRF/01/2020-21 | CROSS SECTION MORE THAN 300 sq.mm & UP TO & INCLUDING 630 sq.mm | 1706900 | TEST
13 | SCL/TRF/01/2020-21 | CROSS SECTION MORE THAN 300sq.mm & UP TO & INCLUDING 630 sq.mm | 479400 | TEST
13 | SCL/TRF/01/2020-21 | CROSS SECTION MORE THAN 630 sq.mm | 608900 | TEST
13 | SCL/TRF/01/2020-21 | CROSS SECTION MORE THAN 630 sq.mm | 2224900 | TEST
13 | SCL/TRF/01/2020-21 | CROSS SECTION UP TO & INCLUDING 150sq.mm | 298100 | TEST
13 | SCL/TRF/01/2020-21 | CROSS SECTION UP TO & INCLUDING 150sq.mm | 981700 | TEST
13 | ST13i | CURRENT ERROR & PHASE DISPLACEMENT MEASUREMENT PER TEST UP TO 36 KV | 700 | TEST
13 | ST13iii | CURRENT ERROR & PHASE DISPLACEMENT MEASUREMENT-PER TEST ABOVE 110 KV | 1400 | TEST
13 | ST13ii | CURRENT ERROR & PHASE DISPLACEMENT MEASUREMENT-PER TEST ABOVE 36 KV AND UPTO 72.5 KV | 950 | TEST
13 | DIMENSION VERIFICATION | DIMENSION VERIFICATION | 1350 | NOS
13 | DIMENSION VERIFICATION | DIMENSION VERIFICATION | 1350 | TEST
13 | DIMENSIONAL VERIFICATION | DIMENSIONAL VERIFICATION | 1485 | TEST
13 | DIMENSIONAL VERIFICATION - 21593 | DIMENSIONAL VERIFICATION - 21593 | 25 | TEST
13 | DIMENSIONAL VERIFICATION -21539 | DIMENSIONAL VERIFICATION -21539 | 1350 | TEST
13 | DIMENSIONAL VERIFICATION -21593 | DIMENSIONAL VERIFICATION -21593 | 1825 | TEST
13 | ST11 | DRY POWER FREQUENCY TEST (PER MEASUREMENT) UPTO 100kV | 700 | TEST
13 | ST34 | DURABILITY/INDEBILITY OF MARKING | 700 | TEST
13 | DVDF ST-12 | DVDF ST-12 | 58 | TEST
13 | DVDF ST-12 | DVDF ST-12 | 58 | TEST
13 | SC | DVDF ST-12 | 3200 | TEST
13 | DVDF ST-12 | DVDF ST-12 | 58 | TEST
13 | DVDF ST-12 | DVDF ST-12 | 3200 | TEST
13 | DVDF ST-12 | DVDF ST-12 | 3200 | NOS
13 | DVDF ST-12 | DVDF ST-12 | 3200 | TEST
13 | DVDF ST-12 | DVDF ST-12 | 58 | TEST
13 | DVDF-ST-12 | DVDF-ST-12 | 58 | TEST
13 | ST24h | ELEC. ENDURANCE TEST - 630A-415V (OPERATING CYCL-240 ) | 2100 | TEST
13 | ST24 q | ELEC. ENDURANCE TEST - OPERATING CYCLE-EVERY ADDITIONAL 100 OPERATIONS-RATING ABVE 630 AMPS AND UPTO | 5900 | TEST
13 | ST24 o | ELEC. ENDURANCE TEST UPTO 630A & 415v (EVERY 2000 OPER./HOUR) | 19200 | TEST
13 | handling charges | ELEC. ENDURANCE TESTS - OPERATING CYCLE-FIRST 100 OPERATIONS-RATING ABOVE 630 AMPS AND UPTO 800 AMPS | 14200 | TEST
13 | ELECTRICAL ENDURANCE ST-24 | ELECTRICAL ENDURANCE ST-24 | 419 | NOS
13 | ST24l | ELECTRICAL ENDURANCE TEST - 630 A - 415V - OPERATING CYCLE-2400/HR | 450 | TEST
13 | ST24j | ELECTRICAL ENDURANCE TEST - 630A - 415V (OPERATING CYCLE-600/HR) | 950 | TEST
13 | ST24a | ELECTRICAL ENDURANCE TEST - 630A - 415V (OPERATING CYCLES-3/HOUR) | 126150 | TEST
13 | ST24d | ELECTRICAL ENDURANCE TEST - 630A - 415V (OPERATING CYCLES-30/HOUR) | 16050 | TEST
13 | ST24e | ELECTRICAL ENDURANCE TEST - 630A - 415V (OPERATING CYCLES-60/HOUR) | 9000 | TEST
13 | ST24k | ELECTRICAL ENDURANCE TESTS - 630 A - 415V (OPERATING CYCLE-1200) | 550 | TEST
13 | ST24c | ELECTRICAL ENDURANCE TESTS - 630 A - 415V )OPERATING CYCLES-20/HOUR) | 22950 | TEST
13 | ST24b | ELECTRICAL ENDURANCE TESTS - 630A - 415 V (OPERATING CYCLES-10/HOUR) | 44650 | TEST
13 | ST24m | ELECTRICAL ENDURANCE TESTS - 630A - 415V (OPERATING CYCLE-3000/HR) | 350 | TEST
13 | ST24m | ELECTRICAL ENDURANCE TESTS - 630A - 415V (OPERATING CYCLE-3000/HR) | 400 | TEST
13 | ST24n | ELECTRICAL ENDURANCE TESTS - 630A - 415V (OPERATING CYCLE-3600/HR) | 300 | TEST
13 | ST24g | ELECTRICAL ENDURANCE TESTS - 630A - 415V (OPERATING CYCLES-120/HOUR) | 4900 | TEST
13 | ST24f | ELECTRICAL ENDURANCE TESTS - 630A - 415V (OPERATING CYCLES-90/HOUR) | 6500 | TEST
13 | EMC TEST VERIFICATION OF TEST REPORT | EMC TEST VERIFICATION OF TEST REPORT | 2400 | TEST
13 | ST72 | ENERGY METER - STOC TEST - PER SAMPLE | 4400 | TEST
13 | ENERGY METER-SHORT TIME OVER CURRENT TEST-PER SAMPLE | ENERGY METER-SHORT TIME OVER CURRENT TEST-PER SAMPLE | 5300 | TEST
13 | FORCE APPLICABLE ST-30 | FORCE APPLICABLE ST-30 | 1700 | TEST
13 | FORMAL INTERNAL SEPERATION | FORMAL INTERNAL SEPERATION | 6050 | TEST
13 | ST 72 (B) | FUSES & SIMILAR EQUIP - STOC TESTS/VERIFICATION OF OPERATION AT RATED VOLTAGE - PER SAMPLE | 4400 | TEST
13 | ST 72 (B) | FUSES & SIMILAR EQUIP - STOC TESTS/VERIFICATION OF OPERATION AT RATED VOLTAGE - PER SAMPLE | 5300 | TEST
13 | FUSING CURRENT ST-58(II) | FUSING CURRENT ST-58(II) | 64 | NOS
13 | GLOW WIRE ST-45(ii) | GLOW WIRE ST-45(ii) | 3300 | TEST
13 | DCCD-D-15 | HEAT CYCLE TEST ON CONNECTORS & LUGS ETC(upto 1000 cycles incl.100 resistance measurement) | 451200 | TEST
13 | DCCD-D-15 | HEAT CYCLE TEST ON CONNECTORS & LUGS ETC(upto 1000 cycles incl.100 resistance measurement) | 451200 | TEST
13 | HRT | HEAT CYCLE TEST ON CONNECTORS & LUGS ETC(upto 250 cycles incl.100 resistance measurement) | 150000 | TEST
13 | HRT | HEAT CYCLE TEST ON CONNECTORS & LUGS ETC(upto 250 cycles incl.100 resistance measurement) | 150000 | TEST
13 | ST70 | HUMIDITY TEST-PER DAY OR PART THEREOF | 2000 | TEST
13 | DCC-C105 | HVDC/LEAKAGE CURRENT MEASUREMENT TEST USING 200KV DC TEST SET | 3000 | PER SAMPLE
13 | HVPF | HVPF | 850 | TEST
13 | HVPF -HV T3 C22 | HVPF -HV T3 C22 | 4350 | TEST
13 | HVPF ST-11 | HVPF ST-11 | 935 | TEST
13 | HVPF ST-11 | HVPF ST-11 | 16 | TEST
13 | HVPF ST-11 | HVPF ST-11 | 16 | TEST
13 | HVPF ST-11 | HVPF ST-11 | 66 | TEST
13 | SC | HVPF ST-11 | 850 | TEST
13 | HVPF ST-11 | HVPF ST-11 | 16 | TEST
13 | HVPF ST-11 | HVPF ST-11 | 850 | NOS
13 | HVPF ST-11 | HVPF ST-11 | 935 | TEST
13 | HVPF ST-11 | HVPF ST-11 | 16 | TEST
13 | HVPF ST-11 | HVPF ST-11 | 850 | TEST
13 | HVPF ST-11 | HVPF ST-11 | 16 | TEST
13 | HVPF ST-11 | HVPF ST-11 | 66 | TEST
13 | HVPF-HVT3 C21 | HVPF-HVT3 C21 | 3600 | TEST
13 | HVPF-ST-11 | HVPF-ST-11 | 16 | TEST
13 | I.S.F TEST ST-15 | I.S.F TEST ST-15 | 16 | TEST
13 | I.S.F TEST ST-15 | I.S.F TEST ST-15 | 16 | TEST
13 | ST15 | I.S.F TEST- PER TEST | 700 | TEST
13 | IK 05 MECHANICAL IMPACT ST-52 | IK 05 MECHANICAL IMPACT ST-52 | 1870 | TEST
13 | IK 05 MECHANICAL IMPACT ST-52 | IK 05 MECHANICAL IMPACT ST-52 | 1870 | TEST
13 | IK 10 MECHANICAL IMPACT ST-52 | IK 10 MECHANICAL IMPACT ST-52 | 18700 | TEST
13 | IK 10 MECHANICAL IMPACT ST-52 | IK 10 MECHANICAL IMPACT ST-52 | 1870 | TEST
13 | IK 10 MECHANICAL IMPACT ST-52 | IK 10 MECHANICAL IMPACT ST-52 | 1870 | TEST
13 | IK 10 MECHANICAL IMPACT ST-52 | IK 10 MECHANICAL IMPACT ST-52 | 1870 | TEST
13 | IMPULSE ST-71(b) | IMPULSE ST-71(b) | 2640 | TEST
13 | IMPULSE VOLTAGE ST-71(B) | IMPULSE VOLTAGE ST-71(B) | 44 | NOS
13 | ST71(a) | IMPULSE VOLTAGE WITHSTAND TEST FOR TESTING ENERGY METER SAMPLE | 1650 | TEST
13 | ST-71(a) | IMPULSE VOLTAGE WITHSTAND TEST FOR TESTING OF ENERGY METER SAMPLE ONLY | 1650 | TEST
13 | ST-71(b) | IMPULSE VOLTAGE WITHSTAND TEST UPTO 35 KV/SURGE CURRENT TEST UPTO 3600 A (FOR TESTING OF LV AND ALLI | 2000 | TEST
13 | IMPULSEST-71(B) | IMPULSEST-71(B) | 2400 | TEST
13 | INCORPORATION OF SWITCHING DEVICE | INCORPORATION OF SWITCHING DEVICE | 2400 | TEST
13 | ST82 | INDICATING DEVICE/STRIKER TEST ON FUSES | 3700 | TEST
13 | ST12 | INDUCED OVER VOLTAGE TEST | 2650 | TEST
13 | INSTANTANEOUS TRIP ST-24 | INSTANTANEOUS TRIP ST-24 | 418 | NOS
13 | ST3 | INSULATION RESISTANCE MEASUREMENT- PER MEASUREMENT | 700 | TEST
13 | INTERNAL CIRCUITS & WIRING | INTERNAL CIRCUITS & WIRING | 2400 | TEST
13 | SC | IR ST -03 | 850 | TEST
13 | IR ST-03 | IR ST-03 | 16 | TEST
13 | IR ST-03 | IR ST-03 | 16 | TEST
13 | IR ST-03 | IR ST-03 | 16 | TEST
13 | IR ST-03 | IR ST-03 | 850 | NOS
13 | IR ST-03 | IR ST-03 | 16 | TEST
13 | IR ST-03 | IR ST-03 | 16 | TEST
13 | IR-ST-03 | IR-ST-03 | 850 | TEST
13 | IR-ST-03 | IR-ST-03 | 850 | TEST
13 | Note 12 | KA CHARGES FOR ADDL. SAMPLES PER KA | 400 | KA
13 | Note 12(P-71) | KA - KA CHARGES FOR ADDL. SAMPLES PER KA | 500 | KA
13 | kA CHARGES | kA CHARGES | 500 | TEST
13 | KA CHARGES | KA CHARGES | 661 | NOS
13 | KA | KA CHARGES FOR ADDL. SAMPLES PER KA | 500 | NOS
13 | KNEE POINT AND EXCITING CURRENT - ST-16 | KNEE POINT AND EXCITING CURRENT - ST-16 | 16 | TEST
13 | KNEE POINT AND EXCITING CURRENT ST-16 | KNEE POINT AND EXCITING CURRENT ST-16 | 16 | TEST
13 | ST16 | KNEE POINT AND EXCITING CURRENT TEST-PER CORE | 700 | TEST
13 | ST31 | LEAKAGE CURRENT ON SWITCHES, SWITCH DISCONNECTORS, SWITCH FUSE COMBINATION UNITS PER MEASUREMENT | 700 | TEST
13 | LEAKAGE CURRENT ST-31 | LEAKAGE CURRENT ST-31 | 16 | NOS
13 | ST73 | LEAKAGE TEST/PRESSURE TEST/VACUUM TEST ON TRANSFORMER | 4550 | TEST
13 | LIFTING ST-52 | LIFTING ST-52 | 18700 | TEST
13 | LIFTING ST-52 | LIFTING ST-52 | 1870 | TEST
13 | LIFTING ST-52 | LIFTING ST-52 | 1870 | TEST
13 | LIFTING ST-52 | LIFTING ST-52 | 1870 | TEST
13 | HVT7-K3.4 | LIGHTNING IMPULSE VOLTAGE WITHSTAND TEST 3 PHASE (CHOPPED) | 101850 | TEST
13 | M4.1 | M4.1 | 1527 | NOS
13 | m4.1 | m4.1 | 1527 | TEST
13 | ST36 | MEASUREMENT OF BREAK-TIME OF RCCB FOR FIVE MEASUREMENTS AND PART THEREOF | 1400 | TEST
13 | ST78 | MEASUREMENT OF CONSUMPTION OF CONTROL CIRCUIT, TRIPPING TEST | 450 | TEST
13 | ST79 | MEASUREMENT OF DURATION OF OPENING AND CLOSING COMMAND IMPULSE | 500 | TEST
13 | MEASUREMENT OF FULL -LOAD LOSSED ST-10 | MEASUREMENT OF FULL -LOAD LOSSED ST-10 | 16 | TEST
13 | MEASUREMENT OF FULL -LOAD LOSSES ST-10 | MEASUREMENT OF FULL -LOAD LOSSES ST-10 | 16 | TEST
13 | MEASUREMENT OF FULL -LOAD LOSSES ST-10 | MEASUREMENT OF FULL -LOAD LOSSES ST-10 | 850 | TEST
13 | ST10 | MEASUREMENT OF FULL LOAD LOSSES OF TRANSFORMER-PER MEASUREMENT | 700 | TEST
13 | MEASUREMENT OF FULL-LOAD LOSSES ST-10 | MEASUREMENT OF FULL-LOAD LOSSES ST-10 | 16 | TEST
13 | MEASUREMENT OF FULL-LOAD LOSSES ST-10 | MEASUREMENT OF FULL-LOAD LOSSES ST-10 | 850 | NOS
13 | MEASUREMENT OF FULL-LOAD LOSSES ST-10 | MEASUREMENT OF FULL-LOAD LOSSES ST-10 | 850 | TEST
13 | MEASUREMENT OF FULL-LOAD LOSSES ST-10 | MEASUREMENT OF FULL-LOAD LOSSES ST-10 | 16 | TEST
13 | MEASUREMENT OF FULL-LOAD LOSSES ST-10 | MEASUREMENT OF FULL-LOAD LOSSES ST-10 | 16 | TEST
13 | ST7 | MEASUREMENT OF IMPEDANCE OF TRANSFORMER- PER MEASUREMENT | 700 | TEST
13 | MEASUREMENT OF IMPEDANCE ST-07 | MEASUREMENT OF IMPEDANCE ST-07 | 16 | TEST
13 | MEASUREMENT OF IMPEDANCE ST-07 | MEASUREMENT OF IMPEDANCE ST-07 | 16 | TEST
13 | MEASUREMENT OF IMPEDANCE ST-07 | MEASUREMENT OF IMPEDANCE ST-07 | 16 | TEST
13 | MEASUREMENT OF IMPEDANCE ST-07 | MEASUREMENT OF IMPEDANCE ST-07 | 850 | TEST
13 | MEASUREMENT OF IMPEDANCE ST-07 | MEASUREMENT OF IMPEDANCE ST-07 | 850 | NOS
13 | MEASUREMENT OF IMPEDANCE ST-07 | MEASUREMENT OF IMPEDANCE ST-07 | 850 | TEST
13 | MEASUREMENT OF IMPEDANCE ST-07 | MEASUREMENT OF IMPEDANCE ST-07 | 16 | TEST
13 | MEASUREMENT OF IMPEDANCE ST-07 | MEASUREMENT OF IMPEDANCE ST-07 | 16 | TEST
13 | ST69 | MEASUREMENT OF INDUCTANCE BY LCR BRIDGE PER MEASUREMENT | 750 | TEST
13 | ST26b | MEASUREMENT OF LOW RESISTANCE, MILLIVOLT DROP TEST USING DC SOURCE OF 500 A, 200 V AS PER IEC 694/96 | 1200 | TEST
13 | ST26a | MEASUREMENT OF LOW RESISTANCE,MILLIVOLT DROP TEST USING DC SOURCE OF 100 A, 10 V | 800 | TEST
13 | DCCD-F-1 | MEASUREMENT OF LOW RESISTANCE/MILLIVOLT DROP TEST(CONDUCTOR RESISTANCE TEST) | 2300 | TEST
13 | DCCD-F-1 | MEASUREMENT OF LOW RESISTANCE/MILLIVOLT DROP TEST(CONDUCTOR RESISTANCE TEST) | 2300 | TEST
13 | ST9 | MEASUREMENT OF NO LOAD LOSSES OF TRANSFORMER-PER MEASUREMENT | 700 | TEST
13 | MEASUREMENT OF NO LOAD LOSSES ST-09 | MEASUREMENT OF NO LOAD LOSSES ST-09 | 16 | TEST
13 | MEASUREMENT OF NO-LOAD LOSSED ST-09 | MEASUREMENT OF NO-LOAD LOSSED ST-09 | 16 | TEST
13 | MEASUREMENT OF NO-LOAD LOSSES ST-09 | MEASUREMENT OF NO-LOAD LOSSES ST-09 | 16 | TEST
13 | MEASUREMENT OF NO-LOAD LOSSES ST-09 | MEASUREMENT OF NO-LOAD LOSSES ST-09 | 16 | TEST
13 | MEASUREMENT OF NO-LOAD LOSSES ST-09 | MEASUREMENT OF NO-LOAD LOSSES ST-09 | 16 | TEST
13 | MEASUREMENT OF NO-LOAD LOSSES ST-09 | MEASUREMENT OF NO-LOAD LOSSES ST-09 | 850 | TEST
13 | MEASUREMENT OF NO-LOAD LOSSES ST-09 | MEASUREMENT OF NO-LOAD LOSSES ST-09 | 850 | TEST
13 | MEASUREMENT OF NO-LOAD LOSSES ST-09 | MEASUREMENT OF NO-LOAD LOSSES ST-09 | 16 | TEST
13 | MEASUREMENT OF NO-LOAD LOSSESST-09 | MEASUREMENT OF NO-LOAD LOSSESST-09 | 850 | NOS
13 | ST77 | MEASUREMENT OF RECHARGING TIME OF OPERATING DEVICE | 500 | TEST
13 | MEASUREMENT OF RESISTANCE | MEASUREMENT OF RESISTANCE | 1340 | TEST
13 | MEASUREMENT OF RESISTANCE -21594 | MEASUREMENT OF RESISTANCE -21594 | 42 | TEST
13 | MEASUREMENT OF RESISTANCE ST-06 | MEASUREMENT OF RESISTANCE ST-06 | 16 | TEST
13 | MEASUREMENT OF RESISTANCE ST-06 | MEASUREMENT OF RESISTANCE ST-06 | 16 | TEST
13 | MEASUREMENT OF RESISTANCE ST-06 | MEASUREMENT OF RESISTANCE ST-06 | 16 | TEST
13 | MEASUREMENT OF RESISTANCE ST-06 | MEASUREMENT OF RESISTANCE ST-06 | 16 | TEST
13 | MEASUREMENT OF RESISTANCE ST-06 | MEASUREMENT OF RESISTANCE ST-06 | 16 | TEST
13 | MEASUREMENT OF RESISTANCE ST-06 | MEASUREMENT OF RESISTANCE ST-06 | 16 | TEST
13 | MEASUREMENT OF RESISTANCE ST-06 | MEASUREMENT OF RESISTANCE ST-06 | 850 | TEST
13 | MEASUREMENT OF RESISTANCE ST-06 | MEASUREMENT OF RESISTANCE ST-06 | 850 | NOS
13 | MEASUREMENT OF RESISTANCE ST-06 | MEASUREMENT OF RESISTANCE ST-06 | 850 | TEST
13 | MEASUREMENT OF RESISTANCE ST-06 | MEASUREMENT OF RESISTANCE ST-06 | 16 | TEST
13 | MEASUREMENT OF RESISTANCE ST-06 | MEASUREMENT OF RESISTANCE ST-06 | 16 | TEST
13 | MEASUREMENT OF RESISTANCE ST-06 | MEASUREMENT OF RESISTANCE ST-06 | 16 | TEST
13 | MEASUREMENT OF RESISTANCE ST-06 | MEASUREMENT OF RESISTANCE ST-06 | 16 | TEST
13 | MEASUREMENT OF RESISTANCE ST-06 | MEASUREMENT OF RESISTANCE ST-06 | 16 | TEST
13 | MEASUREMENT OF RESISTANCE ST-06 | MEASUREMENT OF RESISTANCE ST-06 | 16 | TEST
13 | MEASUREMENT OF RESISTANCE ST-06 | MEASUREMENT OF RESISTANCE ST-06 | 16 | TEST
13 | MEASUREMENT OF RESISTANCE ST-26 | MEASUREMENT OF RESISTANCE ST-26 | 18 | TEST
13 | MEASUREMENT OF RESISTANCE ST-26 | MEASUREMENT OF RESISTANCE ST-26 | 1323 | NOS
13 | MEASUREMENT OF RESISTANCE ST-6 | MEASUREMENT OF RESISTANCE ST-6 | 1000 | TEST
13 | ST6 | MEASUREMENT OF RESISTANCE-PER MEASUREMENT | 700 | TEST
13 | MEASUREMENT OF RESISTANCE-ST-06 | MEASUREMENT OF RESISTANCE-ST-06 | 16 | TEST
13 | ST81 | MEASUREMENT OF SNATCH GAP | 600 | TEST
13 | MEASUREMENT OF VOLTAGE | MEASUREMENT OF VOLTAGE | 935 | TEST
13 | ST8 | MEASUREMENT OF VOLTAGE OF TRANSFORMER-PER MEASUREMENT | 700 | TEST
13 | MECHANICAL ENDURANCE TEST | MECHANICAL ENDURANCE TEST | 49 | NOS
13 | ST24i | MECHANICAL ENDURANCE TEST - 630A - 415V - OPERATING CYCLE-360/HR) | 1750 | TEST
13 | ST23d | MECHANICAL ENDURANCE TEST (AT AMBIENT TEMPERATURE-ABOVE 12 KV UPTO 36 KV RATING | 11250 | TEST
13 | ST21n | MECHANICAL ENDURANCE TEST (RATED UPTO 1000 V) MINIMUM TEST CHARGES | 6500 | TEST
13 | ST23c | MECHANICAL ENDURANCE TEST FOR EVERY 200 0PER.(AT AMBIENT TEMPERATURE)-ABOVE 1 KV UPTO 12 KV RATING | 9650 | TEST
13 | SC23e | MECHANICAL ENDURANCE TEST FOR EVERY 200 OPER.(AT AMBIENT TEMPERATURE)-ABOVE 36 KV RATING | 22250 | TEST
13 | ST64 | MECHANICAL ENDURANCE TEST ON REWIREABLE FUSES-PER RATING | 850 | TEST
13 | ST21a | MECHANICAL ENDURANCE TEST- (EQUIPMENT RATED UPTO 1000 V)WITH FREQUENCY OF 3 OPERATIONS/HR. | 73900 | TEST
13 | ST23a | MECHANICAL ENDURANCE TEST-ABOVE 1 KV UPTO 12 KV RATING | 9650 | TEST
13 | ST23b | MECHANICAL ENDURANCE TEST-ABOVE 12 KV UPTO 36 KV RATING | 11250 | TEST
13 | SC23f | MECHANICAL ENDURANCE TEST-FOR EVERY ADDL. 200 OPERATION OR PART THEREOF-ABOVE 1 KV UPTO 12 KV RATING | 2500 | TEST
13 | ST23h | MECHANICAL ENDURANCE TEST-FOR EVERY ADDL.200 OPERATIONS OR PART THEREOF-ABOVE 36 KV RATING | 8300 | TEST
13 | ST21d | MECHANICAL ENDURANCE TEST(EQUIPMENT RATED UPTO 1000 v)-WITH FREQUENCY OF 30 OPERATION PER HOUR | 7900 | TEST
13 | ST21h | MECHANICAL ENDURANCE TEST(EQUIPMENT RATED UPTO 1000V)-WITH FREQUENCY OF 300 OPERATION PER HOUR | 900 | TEST
13 | ST23g | MECHANICAL ENDURANCE TEST(FOR EVERY ADDL.200 OPERATION OR PART THEREOF-ABOVE 12KV UPTO36KV RATING | 4150 | TEST
13 | ST83 | MECHANICAL ENDURANCE TESTS ON OLTC-FIRST 20000 OPERATIONS | 38300 | TEST
13 | ST21j | MECHANICAL ENDURANCE TESTS-(EQUIPMENT RATED UPTO 1000 V)-WITH FREQUENCY OF 900 OPERATION PER HOUR | 600 | TEST
13 | ST21m | MECHANICAL ENDURANCE TESTS-EQUIPEMT RATED UPTO 1000 V-WITH FREQUENCY OF 3600 OPERATION PER HOUR | 300 | TEST
13 | SC21l | MECHANICAL ENDURANCE TESTS-EQUIPMENT RATED UPTO 1000 V-WITH FREQUENCY OF 2400 OPERATION PER HOUR | 350 | TEST
13 | ST21k | MECHANICAL ENDURANCE TESTS-EQUIPMENT RATED UPTO 1000 V-WITH FREQUENCY OF1200 OPERATION PER HOUR | 500 | TEST
13 | ST21g | MECHANICAL ENDURANCE TESTS-EQUIPMENT RATED UPTO 1000 V)-WITH FREQUENCY OF 240 OPERATION PER HOUR | 1550 | TEST
13 | ST21e | MECHANICAL ENDURANCE TESTS-EQUIPMENT RATED UPTO 1000 V)-WITH FREQUENCY OF60 OPERATION PER HOUR | 4350 | TEST
13 | ST21f | MECHANICAL ENDURANCE TESTS.(EQUIPMENT RATED UPTO 1000v)-WITH FREQUENCY OF 120 OPERATION PER HOUR | 2250 | TEST
13 | ST21i | MECHANICAL ENDURANCE TESTS(EQUIPMENT RATED UPTO 1000 V)-WITH FREQUENCY OF 600 OPERATION PER HOUR | 800 | TEST
13 | ST21c | MECHANICAL ENDURANCE TESTS(EQUIPMENT RATED UPTO 1000 V)-WITH FRQUENCY OF 20 OPERATION PER HOUR | 11500 | TEST
13 | ST21b | MECHANICAL ENDURANCE TESTS(EQUIPMENT RATED UPTO 1000V)-WITH FRQUENCY OF 10 OPERATION PER HOUR | 21700 | TEST
13 | MECHANICAL IMPACT & LIFTING ST-52 | MECHANICAL IMPACT & LIFTING ST-52 | 1700 | TEST
13 | ST84 | MECHANICAL INDURANCE TESTS ON OLTC-ADDITIONAL 20000 OPERATIONS | 15350 | TEST
13 | MECHANICAL OPERATION ST-21(4) | MECHANICAL OPERATION ST-21(4) | 7800 | TEST
13 | ST62 | MECHANICAL STRENGTH OF FUSES-PER SAMPLE | 700 | TEST
13 | PAGE 147 | MINCHARGE-MINIMUM TEST CHARGES | 2400 | SERIES
13 | MINIMUM ORDER VALUE - TESTING OF EQUIPMENT | MINIMUM ORDER VALUE - TESTING OF EQUIPMENT | 10000 | TEST
13 | MINIMUM ORDER VALUE - TESTING OF EQUIPMENT | MINIMUM ORDER VALUE - TESTING OF EQUIPMENT | 10000 | TEST
13 | MINIMUM ORDER VALUE -TESTING OF MATERIALS | MINIMUM ORDER VALUE -TESTING OF MATERIALS | 2400 | TEST
13 | MINIMUM ORDER VALUE TESTING OF MATERIALS | MINIMUM ORDER VALUE TESTING OF MATERIALS | 2400 | TEST
13 | MINIMUM ORDER VALUE TESTING OF MATERIALS | MINIMUM ORDER VALUE TESTING OF MATERIALS | 2400 | TEST
13 | MINIMUM ORDER VALUE- TESTING OF EQUIPMENT | MINIMUM ORDER VALUE- TESTING OF EQUIPMENT | 10000 | TEST
13 | PAGE 146 | MINIMUM TEST CHARGES | 2000 | SERIES
13 | MINIMUM TEST CHARGES | MINIMUM TEST CHARGES | 44 | TEST
13 | MINIMUM TEST CHARGES | MINIMUM TEST CHARGES | 15000 | TEST
13 | MINIMUM TEST CHARGES | MINIMUM TEST CHARGES | 182 | TEST
13 | Note 12 | MVA CHARGES FOR ADDL SAMPLES | 250 | MVA
13 | Note 12 | MVA CHARGES FOR ADDL. SAMPLES WITHIN THE SHIFT | 400 | MVA
13 | ST5 | NEUTRAL CURRENT TEST PER MEASUREMENT | 700 | TEST
13 | ST74vi | NO LOAD AND LOAD LOSS MEASUREMENT OF TRANSFORMER -RATINGS FROM 16001 KVA TO 25000 KVA | 76250 | TEST
13 | ST74i | NO LOAD & LOAD LOSS MEASUREMENT OF TRANSFORMER -RATINGS FROM 5 KVA TO 630 KVA | 7750 | TEST
13 | ST74ii | NO LOAD AND LOAD LOSS MEASUREMENT OF TRANSFORMER -RATINGS FROM 631 KVA TO 1600 KVA | 14200 | TEST
13 | ST74iv | NO LOAD AND LOAD LOSS MEASUREMENT OF TRANSFORMER-RATINGS FROM 5001 KVA TO 10000 KVA | 42300 | TEST
13 | ST74vii | NO LOAD AND LOAD LOSS MEASUREMENT OF TRANSFORMER-RATINGS ABOVE 25000 KVA | 88350 | TEST
13 | ST74v | NO LOAD AND LOAD LOSS MEASUREMENT OF TRANSFORMER-RATINGS FROM 10001 KVA TO 16000 KVA | 56950 | TEST
13 | ST74iii | NO LOAD AND LOAD LOSS MEASUREMENT OF TRANSFORMER-RATINGS FROM 1601 KVA TO 5000 KVA | 28200 | TEST
13 | NO LOAD CURRENT TEST ST-04 | NO LOAD CURRENT TEST ST-04 | 16 | TEST
13 | NO LOAD CURRENT TEST ST-04 | NO LOAD CURRENT TEST ST-04 | 16 | TEST
13 | NO LOAD CURRENT TEST ST-04 | NO LOAD CURRENT TEST ST-04 | 16 | TEST
13 | NO LOAD CURRENT TEST ST-04 | NO LOAD CURRENT TEST ST-04 | 16 | TEST
13 | NO LOAD CURRENT TEST ST-04 | NO LOAD CURRENT TEST ST-04 | 850 | TEST
13 | NO LOAD CURRENT TEST ST-04 | NO LOAD CURRENT TEST ST-04 | 850 | NOS
13 | NO LOAD CURRENT TEST ST-04 | NO LOAD CURRENT TEST ST-04 | 850 | TEST
13 | NO LOAD CURRENT TEST ST-04 | NO LOAD CURRENT TEST ST-04 | 16 | TEST
13 | NO LOAD CURRENT TEST ST-04 | NO LOAD CURRENT TEST ST-04 | 16 | TEST
13 | ST4 | NO LOAD CURRENT TRANSFORMER-PER TEST | 700 | TEST
13 | NO LOAD LOSS AND NO LOAD CURRENT | NO LOAD LOSS AND NO LOAD CURRENT | 182 | TEST
13 | ST76 | NO LOAD TIME TEST ON CIRCUIT BREAKERS | 400 | TEST
13 | NOISE LEVEL MEASUREMENT | NOISE LEVEL MEASUREMENT | 36550 | NOS
13 | NOISE LEVEL MEASUREMENT ST-90 | NOISE LEVEL MEASUREMENT ST-90 | 522 | TEST
13 | ST 90 | NOISE LEVEL TEST | 28800 | NOS
13 | NOISEL LEVEL MEASUREMENT | NOISEL LEVEL MEASUREMENT | 522 | TEST
13 | ST61i | NON DETERIORATION OF CONTACTS ON HRC FUSES-PER COMPLETE TEST-DURATION UP TO 500 HRS. | 31950 | TEST
13 | ST61ii | NON DETERIORATION OF CONTACTS ON HRC FUSES-PER COMPLETE TEST-DURATION UPTO 1000 HRS. | 63750 | TEST
13 | ST61iii | NON DETERIORATION OF CONTACTS ON HRC FUSES-PER COMPLETE TEST-MORE THAN 1000 HRS. | 127400 | TEST
13 | NON FUSING CURRENT ST-57(II) | NON FUSING CURRENT ST-57(II) | 49 | NOS
13 | ST43 | NON INTERCHANGEABILITY ON MCB PER SAMPLE PER RATING | 700 | TEST
13 | ST54 | NON TRIP TEST ON MCBS AND OTHER EQUIPMENT UPTO 3 TIMES NORMAL CURRENT ON AC/DC.RATING PER SAMPLE | 1200 | TEST
13 | ONE MAN DAY FOR JOURNEY | ONE MAN DAY FOR JOURNEY | 50000 | TEST
13 | ONE MAN DAY FOR JOURNEY | ONE MAN DAY FOR JOURNEY | 50000 | TEST
13 | ST87 | OSCILLOGRAMS | 300 | TEST
13 | ST55a | OVER LAD PERFORMANCE OF LV FUSES-PER SAMPLE FOR 0-12 HRS. TEST DURATION | 4200 | TEST
13 | ST55c | OVER LOAD PERFORMANCE OF LV FUSES-PER SAMPLE 18 HRS. TEST DURATION. | 8350 | TEST
13 | ST55b | OVER LOAD PERFORMANCE OF LV FUSES-PER SAMPLE FOR 12-18 HRS.TEST DURATION | 6000 | TEST
13 | OVER VOLTAGE INTERTURN TEST ST-17 | OVER VOLTAGE INTERTURN TEST ST-17 | 16 | TEST
13 | ST17 | OVER VOLTAGE INTERTURN TEST-PER CORE | 700 | TEST
13 | ST-17 | OVER VOLTAGE INTERTURN TEST-PER CORE | 850 | TEST
13 | ST 85 | OVER VOLTAGE TESTS ON INDUCTION MOTOR )PARAMETER COMPRISING OF ONE CURRENT AND ONE CAPACITOR) | 92400 | TEST
13 | PARTIAL DISCHARGE MEASUREMENT DCCD/F4 | PARTIAL DISCHARGE MEASUREMENT DCCD/F4 | 6100 | TEST
13 | PHOGRAPHS | PHOGRAPHS | 300 | NOS
13 | PHOTO | PHOTO | 330 | TEST
13 | PHOTO | PHOTO | 330 | TEST
13 | PHOTO | PHOTO | 330 | TEST
13 | PHOTO - 21595 | PHOTO - 21595 | 6 | TEST
13 | PHOTO -21595 | PHOTO -21595 | 438 | TEST
13 | PHOTO OF TEST EQUIPMENT-21595 | PHOTO OF TEST EQUIPMENT-21595 | 300 | TEST
13 | PHOTOGRAPHS | PHOTOGRAPHS | 300 | TEST
13 | DCCD-F-27 | PHOTOGRAPHS AS PER CUSTOMER'S REQUEST | 300 | TEST
13 | DCCD-F-27 | PHOTOGRAPHS AS PER CUSTOMER'S REQUEST | 300 | TEST
13 | SC | PHYSICAL INSPECTION HANDLING CHARGES | 10000 | TEST
13 | POLARITY TEST -ST-18 | POLARITY TEST -ST-18 | 16 | TEST
13 | ST18 | POLARITY TEST ON CTS AND VTS | 700 | TEST
13 | HVT3-C2.1 | POWER FREQUENCY VOLTAGE WITHSTAND/FLASOVER TEST (DRY) | 3600 | TEST
13 | HVT3-C3.1 | POWER FREQUENCY VOLTAGE WITHSTAND/FLASOVER TEST (DRY) 33 KV | 4350 | TEST
13 | HV T6 J3 1 | POWER FREQUENCY WITHSTAND TEST (DRY) | 7800 | TEST
13 | POWER FREQUENCY WITHSTAND TEST (DRY) FOR ABOVE 1 KV UP TO & INCLUDING 11KV | POWER FREQUENCY WITHSTAND TEST (DRY) FOR ABOVE 1 KV UP TO & INCLUDING 11KV | 7000 | NOS
13 | ST 86 | PRELIMINARY REPORTS | 500 | REPORT
13 | DCCD-A60 | PREP.OF TERMINATION OF PD TEST/HVAC TEST/IMPULSE TEST/TAN DELTA TEST USING WATER TERMINATION SYSTEM | 11700 | TEST
13 | ST46 | PROTECTION AGAINST ELECTRIC SHOCK ON MCB PER SAMPLE | 800 | TEST
13 | ST59 | RATED CURRENT ON CARTRIDGE FUSES OF ALL RATING PER SAMPLE | 25550 | TEST
13 | ST80 | RECORDING OF CONTRACT TRAVEL AND MEASUREMENT OF CLOSING SPEED, OPENING SPEED | 1200 | TEST
13 | ST44 | RELIABILITY OF SCREWS, CURRENT CARRYING PARTS AND CONNECTIONS ON MCBS PER POLE | 700 | TEST
13 | ST45 | RELIABILITY OF TERMINALS FOR EXTERNAL CONDUCTOR ON MCB PER POLE | 700 | TEST
13 | ST48ii | RESISTANCE TO ABNORMAL HEAT AND FIRE ON MCB & FUSES "GLOW WIRE TEST" ON ENERGY METERS/PER SAMPLE | 2750 | TEST
13 | ST48i | RESISTANCE TO ABNORMAL HEAT AND FIRE ON MCB & FUSES "GLOW WIRE TEST" PER SAMPLE/RATING | 2650 | TEST
13 | ST47 | RESISTANCE TO HEAT (MCB) PER SAMPLE PER RATING | 1400 | TEST
13 | ST52 | RESISTANCE TO MECHANICAL IMPACT PER TEST/SAMPLE/RATING | 1400 | TEST
13 | RESISTANCE TO MECHANICAL IMPACT ST-52 | RESISTANCE TO MECHANICAL IMPACT ST-52 | 31 | TEST
13 | ST49 | RESISTANCE TO RUSTING ON MCB & FUSES PER SAMPLE PER RATING | 1400 | TEST
13 | SCM1.3 | S.C. DUTY TESTS - SHIFT CHARGES (PER SHIFT OR PART THEREOF-ABOVE 50 KA & UPTO 80 KA ) | 132850 | SHIFT
13 | SCM1.4.2 | S.C. DUTY TESTS - SHIFT CHARGES (PER SHIFT OR PART THEREOF-ABOVE 150 KA & UPTO 200 KA/SHIFT ) | 669300 | SHIFT
13 | SCM1.4.1 | S.C. DUTY TESTS - SHIFT CHARGES (PER SHIFT OR PART THEREOF-ABOVE 80 KA & UPTO 150 KA/SHIFT ) | 380400 | SHIFT
13 | SCM1.1 | SCM 1.1 - SHIFT CHARGES - S.C. DUTY TESTS - (UPTO 10 KA ) | 59250 | SHIFT
13 | SCM1.2 | SCM 1.2 - SHIFT CHARGES - S.C. DUTY TESTS ( ABOVE 10 KA & UPTO 50 KA) | 73250 | SHIFT
13 | SCM1.3 | SCM 1.3 - S.C. DUTY TESTS - SHIFT CHARGES (PER SHIFT OR PART THEREOF-ABOVE 50 KA & UPTO 80 KA ) | 110700 | SHIFT
13 | SCM1.4.1 | SCM 1.4.1 - S.C. DUTY TESTS - SHIFT CHARGES (PER SHIFT OR PART THEREOF-ABOVE 80 KA & UPTO 150 KA/SHI | 317000 | SHIFT
13 | SCM1.4.2 | SCM 1.4.2 - S.C. DUTY TESTS - SHIFT CHARGES (PER SHIFT OR PART THEREOF-ABOVE 150 KA & UPTO 200 KA/SH | 334650 | SHIFT
13 | SCM1.5 | SCM 1.5 - SHIFT CHARGES S.C. DUTY TESTS - ( ABOVE 200 KA) | 618100 | SHIFT
13 | SCM2.2a | SCM 2.2a - SHORT CIRCUIT TEST-SHIFT CHARGES-THREE PHASES-ABOVE 25 & UPTO 50 MVA | 248700 | SHIFT
13 | SCM2.2b | SCM 2.2b - SHORT CIRCUIT TEST-SHIFT CHARGES-SINGLE PHASE-ABOVE 12 & UP TO 25 | 248700 | SHIFT
13 | SCM3.1 | SCM 3.1 - SHORT CIRCUIT TEST-SHIFT CHARGES-HV CIRCUIT BREAKERS SYNTHETIC TESTIING-UPTO 72.5 KV | 842450 | SHIFT
13 | SCM3.2 | SCM 3.2 - SHORT CIRCUIT TEST-SHIFT CHARGES-HV CIRCUIT BREAKER SYSTHETIC TESTING> 72.5 KC UPTO 145 KV | 1170350 | SHIFT
13 | SCM4.1 | SCM 4.1b - SHIFT CHARGES - STC - (UPTO 35KA) (DRIVING VOLTAGE < 1.5 KV) ABOVE 11 KV 1 SEC. | 84300 | SHIFT
13 | SCM4.2 | SCM 4.2a - SHIFT CHARGES - STC (DRIVING VOLTAGE 35 KA & UPTO 50 KA - 1 SEC | 97000 | SHIFT
13 | SCM4.2 | SCM 4.2b - SHIFT CHARGES - STC (DRIVING VOLTAGE 35 KA & UPTO 50 KA ABOVE 11 KV - 1 SEC | 121200 | SHIFT
13 | SCM4.3 | SCM 4.3a - SHORT TIME CURRENT TEST- UPTO 50 KA (DRIVING VOLTAGE >1.5 KV) UPTO 11 KV | 119950 | SHIFT
13 | SCM4.3 | SCM 4.3b - SHORT TIME CURRENT TEST- UPTO 50 KA (DRIVING VOLTAGE >1.5 KV) ABOVE 11 KV | 149950 | SHIFT
13 | SCM1.1 | SCM1.1 - SHIFT CHARGES - S.C. DUTY TESTS - (UPTO 10 KA ) | 71100 | SHIFT
13 | SCM1.2 | SCM1.2 SHIFT CHARGES - S.C. DUTY TESTS ( ABOVE 10 KA & UPTO 50 KA) | 87900 | SHIFT
13 | SCM2.1a | SCM2.1a - SHIFT CHARGES FOR S.C. TEST-(3 PHASE-UPTO 25 MVA)/ THREE PHASE 12 MVA | 303450 | SHIFT
13 | SCM2.1b | SCM2.1b - SHORT CIRCUIT TEST-SHIFT CHARGES-SINGLE PHASE-UPTO 12 MVA | 303450 | SHIFT
13 | SCM2.2 | SCM2.2 SHORT CIRCUIT TEST-SHIFT CHARGES-3 PH.-ABOVE 25 & UPTO 50 MVA, SINGLE PH. ABOVE 12 & 25 | 435250 | SHIFT
13 | SCM3.1 | SCM3.1 SHORT CIRCUIT TEST-SHIFT CHARGES-HV CIRCUIT BREAKERS SYNTHETIC TESTIING-UPTO 72.5 KV | 1263700 | SHIFT
13 | SCM3.2 | SCM3.2 SHORT CIRCUIT TEST-SHIFT CHARGES-HV CIRCUIT BREAKER SYSTHETIC TESTING> 72.5 KC UPTO 145 KV | 1755550 | SHIFT
13 | SCM3.3 | SCM3.3 - SHORT CIRCUIT TEST-SHIFT CHARGES-HV CIRCUIT BREAKER SYNTHETIC TESTING-ABOVE 145 KV UP TO 4 | 1671550 | SHIFT
13 | SCM4.1 | SCM4.1a - SHIFT CHARGES - STC - (UPTO 35KA) (DRIVING VOLTAGE < 1.5 KV) 1 SEC. | 84300 | SHIFT
13 | SCM4.1b | SCM4.1b SHIFT CHARGES - STC - (UPTO 35KA) (DRIVING VOLTAGE < 1.5 KV) 1 SEC. | 84300 | SHIFT
13 | SCM4.2a | SCM4.2a SHIFT CHARGES - STC (DRIVING VOLTAGE 35 KA & UPTO 50 KA - 1 SEC | 97000 | SHIFT
13 | SCM4.2b | SCM4.2b SHIFT CHARGES - STC (DRIVING VOLTAGE 35 KA & UPTO 50 KA - 1 SEC | 121200 | SHIFT
13 | SCM4.3a | SCM4.3a SHORT TIME CURRENT TEST- UPTO 50 KA (DRIVING VOLTAGE >1.5 KV) | 119950 | SHIFT
13 | SCM4.3b | SCM4.3b SHORT TIME CURRENT TEST- UPTO 50 KA (DRIVING VOLTAGE >1.5 KV) | 149950 | SHIFT
13 | SCM5.1 | SCM5.1 - SHIFT CHARGES - S. C. WITHSTAND TEST {UPTO 250 KVA(< = 11 KV)} | 84450 | SHIFT
13 | SCM5.1 | SCM5.1 SHIFT CHARGES - S. C. WITHSTAND TEST {UPTO 250 KVA(< = 11 KV)} | 84450 | SHIFT
13 | SCM5.1 | SCM5.1T - S. C. WITHSTAND WITH THERMAL ABILITY TEST {UPTO 250 KVA(< = 11 KV)} | 101340 | SHIFT
13 | SCM5.2 | SCM5.2 - SHIFT CHARGES - S.C. WITHSTAND TEST-(UPTO 250 KVA) (> 11 KV) | 111600 | TEST
13 | SCM5.2T | SCM5.2T - SHIFT CHARGES - S.C. WITHSTAND TEST-(UPTO 250 KVA) (> 11 KV) | 133920 | SHIFT
13 | SCM5.2 T | SCM5.2T THERMAL SHORT CIRCUIT TEST | 18600 | TEST
13 | SCM5.3 | SCM5.3 SHIFT CHARGES - S.C. WITHSTAND TEST-{>250 & UPTO 500 KVA) (< OR = 11 KV) | 139500 | SHIFT
13 | SCM 5.3T | SCM5.3T SHORT CIRCUTI WITHSTAND WITH THERMAL ABILITY TEST | 167400 | SHIFT
13 | SCM5.3 T | SCM5.3T THERMAL ABILITY TEST | 23250 | TEST
13 | SCM5.4 | SCM5.4 TRANSFORMERS FOR SHORT CIRCUIT WITHSTAND TEST->250 UPTO 500 KVA (> 11 KV) | 214600 | SHIFT
13 | SCM5.4T | SCM5.4T SHORT CIRCUIT WITHSTAND WITH THERMAL ABILITY TEST | 257520 | SHIFT
13 | SCM5.5 | SCM5.5 TRANSFORMERS FOR SHORT CIRCUIT WITHSTAND TEST->500 UPTO 1600 KVA | 313400 | SHIFT
13 | SCM5.5T | SCM5.5T SHORT CIRCUIT WITHSTAND WITH THERMAL ABILITY TEST | 376080 | SHIFT
13 | ST35 | SENSITIVITY FOR FIVE MEASUREMENTS AND PART THEREOF | 1400 | TEST
13 | ST35 | SENSITIVITY FOR FIVE MEASUREMENTS AND PART THEREOF | 1700 | TEST
13 | SCM5.3 | SHIFT CHARGES - S.C. WITHSTAND TEST-{>250 & UPTO 500 KVA) (< OR = 11 KV) | 116250 | SHIFT
13 | SCM5.2 | SHIFT CHARGES - S.C. WITHSTAND TEST-(UPTO 250 KVA) (> 11 KV) | 93000 | SHIFT
13 | SCM5.2 | SHIFT CHARGES - S.C. WITHSTAND TEST-(UPTO 250 KVA) (> 11 KV) | 111600 | SHIFT
13 | SCM4.1a | SHIFT CHARGES - STC - (UPTO 35KA) (DRIVING VOLTAGE < 1.5 KV) 1 SEC. | 84300 | SHIFT
13 | SCM2.1 | SHIFT CHARGES FOR S.C. TEST-(3 PHASE-UPTO 25 MVA, SINGLE PHASE-UPTO 12) | 303450 | SHIFT
13 | SCM2.6 | SHIFT CHARGES FOR S. C. TEST-(3 PH.-ABOVE 1200 & UPTO 2000 MVA, SINGLE PH. ABOVE 600 & UPTO 1000) | 1273400 | SHIFT
13 | SCM2.6a | SHIFT CHARGES FOR S. C. TEST-(3 PH.-ABOVE 1200 & UPTO 2000 MVA) | 727650 | SHIFT
13 | SC | SHIFT CHARGES-STC-(UPTO 35KA)(DRIVING VOLTAGE 1.5 KV) 1SEC.SCM4.1A-22/12/2020 | 84300 | NOS
13 | SCM1.5 | SHIT CHARGES S.C. DUTY TESTS - ( ABOVE 200 KA) | 1236200 | SHIFT
13 | ST33 | SHOCK TEST MCB/RCCB PER SAMPLE | 1300 | TEST
13 | SHORT CIRCUIT TEST | SHORT CIRCUIT TEST | 113010 | TEST
13 | SHORT CIRCUIT TEST WITH THERMAL UPTO 250kVA(11kV) M5.1T | SHORT CIRCUIT TEST WITH THERMAL UPTO 250kVA(11kV) M5.1T | 1836 | TEST
13 | SHORT CIRCUIT TEST M1.1 | SHORT CIRCUIT TEST M1.1 | 1288 | NOS
13 | SHORT CIRCUIT TEST M1.2 | SHORT CIRCUIT TEST M1.2 | 87900 | TEST
13 | SHORT CIRCUIT TEST M4.1 | SHORT CIRCUIT TEST M4.1 | 84300 | TEST
13 | SHORT CIRCUIT TEST M4.1/1528 | SHORT CIRCUIT TEST M4.1/1528 | 1528 | TEST
13 | SHORT CIRCUIT TEST M4.2 | SHORT CIRCUIT TEST M4.2 | 97000 | TEST
13 | SHORT CIRCUIT TEST M4.2 | SHORT CIRCUIT TEST M4.2 | 111484 | NOS
13 | SHORT CIRCUIT TEST M4.2 | SHORT CIRCUIT TEST M4.2 | 97000 | TEST
13 | SHORT CIRCUIT TEST M5.1T | SHORT CIRCUIT TEST M5.1T | 1836 | TEST
13 | SHORT CIRCUIT TEST M5.1T | SHORT CIRCUIT TEST M5.1T | 1836 | TEST
13 | SHORT CIRCUIT TEST M5.2 | SHORT CIRCUIT TEST M5.2 | 2022 | TEST
13 | SHORT CIRCUIT TEST UPTO 250kVA ( | SHORT CIRCUIT TEST UPTO 250kVA ( | 1530 | TEST
13 | SHORT CIRCUIT TEST WITH THERMAL >250kVA UPTO 500KVA ( | SHORT CIRCUIT TEST WITH THERMAL >250kVA UPTO 500KVA ( | 3033 | TEST
13 | SHORT CIRCUIT TEST WITH THERMAL M5.1T | SHORT CIRCUIT TEST WITH THERMAL M5.1T | 92895 | NOS
13 | SHORT CIRCUIT TEST WITH THERMAL M5.2T | SHORT CIRCUIT TEST WITH THERMAL M5.2T | 156240 | TEST
13 | SHORT CIRCUIT TEST WITH THERMAL UPTO 250kVA (11kV) M5.2T | SHORT CIRCUIT TEST WITH THERMAL UPTO 250kVA (11kV) M5.2T | 200880 | TEST
13 | SCM2.7 | SHORT CIRCUIT TEST-SHIFT CHARGES-3 PH.-ABOVE 2000 & UPTO 2500 MVA, SINGLE PH. ABOVE 1000 & UPTO 2000 | 1474300 | SHIFT
13 | SCM2.4 | SHORT CIRCUIT TEST-SHIFT CHARGES-3 PH.-ABOVE 300 & UPTO 600 MVA, SINGLE PH. ABOVE 150 & UPTO 300 | 848950 | SHIFT
13 | SCM2.3 | SHORT CIRCUIT TEST-SHIFT CHARGES-3 PH.-ABOVE 50 & UPTO 300 MVA, SINGLE PH. ABOVE 25 & 150 | 554750 | SHIFT
13 | SCM2.5 | SHORT CIRCUIT TEST-SHIFT CHARGES-3 PH.-ABOVE 600 & UPTO 1200 MVA, SINGLE PH. ABOVE 300 & UPTO 600 | 944150 | SHIFT
13 | SCM2.7a | SHORT CIRCUIT TEST-SHIFT CHARGES-3 PHASE-ABOVE 2000 & UPTO 2500 MVA | 842450 | SHIFT
13 | SCM2.5a | SHORT CIRCUIT TEST-SHIFT CHARGES-3 PHASE-ABOVE 600 & UPTO 1200 MVA | 539500 | SHIFT
13 | SCM3.3 | SHORT CIRCUIT TEST-SHIFT CHARGES-HV CIRCUIT BREAKER SYNTHETIC TESTING-ABOVE 145 KV UP TO 420 KV | 2507350 | SHIFT
13 | SCM2.5b | SHORT CIRCUIT TEST-SHIFT CHARGES-SINGLE PHASE -ABOVE 300 & UPTO 600 MVA | 539500 | SHIFT
13 | SCM2.7b | SHORT CIRCUIT TEST-SHIFT CHARGES-SINGLE PHASE-ABOVE 1000 & UP TO 2000 MVA | 842450 | SHIFT
13 | SCM2.4b | SHORT CIRCUIT TEST-SHIFT CHARGES-SINGLE PHASE-ABOVE 150 & UP TO 300 MVA | 485100 | SHIFT
13 | SCM2.3b | SHORT CIRCUIT TEST-SHIFT CHARGES-SINGLE PHASES-ABOVE 25 & UP TO 150 MVA | 317000 | SHIFT
13 | SCM2.3a | SHORT CIRCUIT TEST-SHIFT CHARGES-THREE PHASES -ABOVE 50 & UPTO 300 MVA | 317000 | SHIFT
13 | SCM2.4a | SHORT CIRCUIT TEST-SHIFT CHARGES-THREE PHASES-ABOVE 300 & UPTO 600 MVA | 485100 | SHIFT
13 | SCM2.6b | SHORT CIRCUIT TEST-SINGLE PHASE-ABOVE 600 & UP TO 1000 MVA | 727650 | SHIFT
13 | SHORT TIME CURRENT M4.1 | SHORT TIME CURRENT M4.1 | 92730 | TEST
13 | SCM4.4(a) | SHORT TIME CURRENT TEST-(DRIVING VOLTAGE | 125650 | SHIFT
13 | SCM4.4a | SHORT TIME CURRENT TEST-(DRIVING VOLTAGE | 150800 | SHIFT
13 | SCM4.4b | SHORT TIME CURRENT TEST-(DRIVING VOLTAGE | 188500 | SHIFT
13 | SCM4.6 | SHORT TIME CURRENT TEST-ABOVE 150 & UPTO 175 KA | 452700 | SHIFT
13 | SCM4.6a | SHORT TIME CURRENT TEST-ABOVE 150 & UPTO 175 KA | 905400 | SHIFT
13 | SCM4.6b | SHORT TIME CURRENT TEST-ABOVE 150 & UPTO 175 KA | 905400 | SHIFT
13 | SCM4.7 | SHORT TIME CURRENT TEST-ABOVE 175 & UPTO 200 KA | 539500 | SHIFT
13 | SCM4.7a | SHORT TIME CURRENT TEST-ABOVE 175 & UPTO 200 KA | 1079000 | SHIFT
13 | SCM4.7b | SHORT TIME CURRENT TEST-ABOVE 175 & UPTO 200 KA | 1079000 | SHIFT
13 | SCM4.8 | SHORT TIME CURRENT TEST-ABOVE 200 & UPTO 300 KA | 679600 | SHIFT
13 | SCM4.8a | SHORT TIME CURRENT TEST-ABOVE 200 & UPTO 300 KA | 1359200 | SHIFT
13 | SCM4.8b | SHORT TIME CURRENT TEST-ABOVE 200 & UPTO 300 KA | 1359200 | SHIFT
13 | SCM4.5 | SHORT TIME CURRENT TEST-ABOVE 80 & UPTO 150 KA | 332450 | SHIFT
13 | SCM4.5a | SHORT TIME CURRENT TEST-ABOVE 80 & UPTO 150 KA | 398950 | SHIFT
13 | SCM4.5b | SHORT TIME CURRENT TEST-ABOVE 80 & UPTO 150 KA | 498700 | SHIFT
13 | DCCD-D-3 | SINGLE PHASE OR 3 PHASE(1001 to 2000 Amp)-TEMP.RISE TEST | 13200 | TEST
13 | DCCD-D-3 | SINGLE PHASE OR 3 PHASE(1001 to 2000 Amp)-TEMP.RISE TEST | 13200 | TEST
13 | DCCD-D-4 | SINGLE PHASE OR 3 PHASE(2001 to 3000 Amp)-TEMP.RISE TEST | 17600 | TEST
13 | DCCD-D-4 | SINGLE PHASE OR 3 PHASE(2001 to 3000 Amp)-TEMP.RISE TEST | 17600 | TEST
13 | DCCD-D-2 | SINGLE PHASE OR 3 PHASE(201 to 1000 Amp)-TEMP.RISE TEST | 9150 | TEST
13 | DCCD-D-2 | SINGLE PHASE OR 3 PHASE(201 to 1000 Amp)-TEMP.RISE TEST | 9150 | TEST
13 | DCCD-D-5 | SINGLE PHASE OR 3 PHASE(3001 to 4000 Amp)-TEMP.RISE TEST | 22800 | TEST
13 | DCCD-D-5 | SINGLE PHASE OR 3 PHASE(3001 to 4000 Amp)-TEMP.RISE TEST | 22800 | TEST
13 | DCCD-D-6 | SINGLE PHASE OR 3 PHASE(4001 to 5000 Amp)-TEMP.RISE TEST | 28050 | TEST
13 | DCCD-D-6 | SINGLE PHASE OR 3 PHASE(4001 to 5000 Amp)-TEMP.RISE TEST | 28050 | TEST
13 | DCCD-D-7 | SINGLE PHASE OR 3 PHASE(5001 to 6000 Amp)-TEMP.RISE TEST | 29250 | TEST
13 | DCCD-D-7 | SINGLE PHASE OR 3 PHASE(5001 to 6000 Amp)-TEMP.RISE TEST | 29250 | TEST
13 | DCCD-D-8 | SINGLE PHASE OR 3 PHASE(6001 to 7000 Amp)-TEMP.RISE TEST | 53300 | TEST
13 | DCCD-D-8 | SINGLE PHASE OR 3 PHASE(6001 to 7000 Amp)-TEMP.RISE TEST | 53300 | TEST
13 | DCCD-D-9 | SINGLE PHASE OR 3 PHASE(7001 to 8000 Amp)-TEMP.RISE TEST | 59100 | TEST
13 | DCCD-D-9 | SINGLE PHASE OR 3 PHASE(7001 to 8000 Amp)-TEMP.RISE TEST | 59100 | TEST
13 | DCCD-D-10 | SINGLE PHASE OR 3 PHASE(8001 to 9000 Amp)-TEMP.RISE TEST | 64700 | PER SAMPLE
13 | DCCD-D-10 | SINGLE PHASE OR 3 PHASE(8001 to 9000 Amp)-TEMP.RISE TEST | 64700 | PER SAMPLE
13 | DCCD-D-11 | SINGLE PHASE OR 3 PHASE(9001 to 10000 Amp)-TEMP.RISE TEST | 71800 | PER SAMPLE
13 | DCCD-D-11 | SINGLE PHASE OR 3 PHASE(9001 to 10000 Amp)-TEMP.RISE TEST | 71800 | PER SAMPLE
13 | DCCD-D-1 | SINGLE PHASE OR 3 PHASE(UPTO 200 Amp)-TEMP.RISE TEST | 5950 | TEST
13 | DCCD-D-1 | SINGLE PHASE OR 3 PHASE(UPTO 200 Amp)-TEMP.RISE TEST | 5950 | TEST
13 | ST21m | ST 21.13 - MECHANICAL ENDURANCE TESTS-EQUIPEMT RATED UPTO 1000 V-WITH FREQUENCY OF 3600 OPERATION PE | 400 | TEST
13 | ST29 | ST 29 - PULLOUT" TEST ON CONTACTORS AND STARTERS PER POLE | 1150 | TEST
13 | HPL/TRF/01, 19.2.13 | ST 89 - SFRA MEASUREMENT | 1100 | TEST
13 | STDS/TRF/01, 19.2.1 | ST 90 - NOISE LEVEL TEST | 28800 | TEST
13 | STDS/TRF/01, 19.2.1 | ST 90 - NOISE LEVEL TEST | 28800 | TEST
13 | ST1 | ST1 - TURNS RATIO MEASUREMENT (PER MEASUREMENT) | 850 | TEST
13 | ST10 | ST10 - MEASUREMENT OF FULL LOAD LOSSES OF TRANSFORMER-PER MEASUREMENT | 850 | TEST
13 | ST11 | ST11-DRY POWER FREQUENCY TEST (PER MEASUREMENT) UPTO 100kV | 850 | TEST
13 | ST12 | ST12-INDUCED OVER VOLTAGE TEST | 3200 | TEST
13 | ST13i | ST13.1-CURRENT ERROR & PHASE DISPLACEMENT MEASUREMENT PER TEST UP TO 36 KV | 850 | TEST
13 | ST13ii | ST13.2-CURRENT ERROR & PHASE DISPLACEMENT MEASUREMENT-PER TEST ABOVE 36 KV AND UPTO 72.5 KV | 1150 | TEST
13 | ST13iii | ST13.3-CURRENT ERROR & PHASE DISPLACEMENT MEASUREMENT-PER TEST ABOVE 110 KV | 1700 | TEST
13 | ST14 | ST14-COMPOSITE ERROR MEASUREMENT-PER TEST | 850 | TEST
13 | ST15 | ST15-I.S.F TEST- PER TEST | 850 | TEST
13 | ST16 | ST16-KNEE POINT AND EXCITING CURRENT TEST-PER CORE | 850 | TEST
13 | ST17 | ST17-OVER VOLTAGE INTERTURN TEST-PER CORE | 850 | TEST
13 | ST18 | ST18-POLARITY TEST ON CTS AND VTS | 850 | TEST
13 | ST19i | ST19.1-VOLTAGE RATIO & PHASE DISPLACEMENT TEST ON VTS (UPTO 11 KV) PER TEST PER BURDEN | 1700 | TEST
13 | SC19ii | ST19.2-VOLTAGE RATIO AND PHASE DISPLACEMENT TEST ON VTS (ABOVE 11 KV)-PER TEST,PER BURDEN | 2400 | TEST
13 | ST2 | ST2 - VERIFICATION OF VECTOR RELATIONSHIP OF TRANSFORMER-PER TEST | 850 | TEST
13 | ST20 | ST20-TESTS OF O/C RELEASE FOR CHECKING OPERATING TIME UNDER OVERLOAD CONDITIONS-PER TEST | 1700 | TEST
13 | ST21a | ST21.1-MECHANICAL ENDURANCE TEST- (EQUIPMENT RATED UPTO 1000 V)WITH FREQUENCY OF 3 OPERATIONS/HR. | 88700 | TEST
13 | ST21j | ST21.10-MECHANICAL ENDURANCE TESTS-(EQUIPMENT RATED UPTO 1000 V)-WITH FREQUENCY OF 900 OPERATION PER | 750 | TEST
13 | ST21k | ST21.11-MECHANICAL ENDURANCE TESTS-EQUIPMENT RATED UPTO 1000 V-WITH FREQUENCY OF1200 OPERATION PER H | 600 | TEST
13 | SC21l | ST21.12-MECHANICAL ENDURANCE TESTS-EQUIPMENT RATED UPTO 1000 V-WITH FREQUENCY OF 2400 OPERATION PER | 450 | TEST
13 | ST21n | ST21.14-MECHANICAL ENDURANCE TEST (RATED UPTO 1000 V) MINIMUM TEST CHARGES | 7800 | TEST
13 | ST21b | ST21.2-MECHANICAL ENDURANCE TESTS(EQUIPMENT RATED UPTO 1000V)-WITH FRQUENCY OF 10 OPERATION PER HOUR | 26050 | TEST
13 | ST21c | ST21.3-MECHANICAL ENDURANCE TESTS(EQUIPMENT RATED UPTO 1000 V)-WITH FRQUENCY OF 20 OPERATION PER HOU | 13800 | TEST
13 | ST21d | ST21.4-MECHANICAL ENDURANCE TEST(EQUIPMENT RATED UPTO 1000 v)-WITH FREQUENCY OF 30 OPERATION PER HOU | 9500 | TEST
13 | ST21e | ST21.5-MECHANICAL ENDURANCE TESTS-EQUIPMENT RATED UPTO 1000 V)-WITH FREQUENCY OF60 OPERATION PER HOU | 5250 | TEST
13 | ST21f | ST21.6-MECHANICAL ENDURANCE TESTS.(EQUIPMENT RATED UPTO 1000v)-WITH FREQUENCY OF 120 OPERATION PER H | 2700 | TEST
13 | ST21g | ST21.7-MECHANICAL ENDURANCE TESTS-EQUIPMENT RATED UPTO 1000 V)-WITH FREQUENCY OF 240 OPERATION PER H | 1900 | TEST
13 | ST21h | ST21.8-MECHANICAL ENDURANCE TEST(EQUIPMENT RATED UPTO 1000V)-WITH FREQUENCY OF 300 OPERATION PER HOU | 1100 | TEST
13 | ST21i | ST21.9-MECHANICAL ENDURANCE TESTS(EQUIPMENT RATED UPTO 1000 V)-WITH FREQUENCY OF 600 OPERATION PER H | 1000 | TEST
13 | ST23a | ST23.1-MECHANICAL ENDURANCE TEST-ABOVE 1 KV UPTO 12 KV RATING | 11600 | TEST
13 | ST23b | ST23.2-MECHANICAL ENDURANCE TEST-ABOVE 12 KV UPTO 36 KV RATING | 13500 | TEST
13 | ST23c | ST23.3-MECHANICAL ENDURANCE TEST FOR EVERY 200 0PER.(AT AMBIENT TEMPERATURE)-ABOVE 1 KV UPTO 12 KV R | 11600 | TEST
13 | ST23d | ST23.4-MECHANICAL ENDURANCE TEST (AT AMBIENT TEMPERATURE-ABOVE 12 KV UPTO 36 KV RATING | 13500 | TEST
13 | ST23e | ST23.5-MECHANICAL ENDURANCE TEST FOR EVERY 200 OPER.(AT AMBIENT TEMPERATURE)-ABOVE 36 KV RATING | 26700 | TEST
13 | ST23f | ST23.6-MECHANICAL ENDURANCE TEST-FOR EVERY ADDL. 200 OPERATION OR PART THEREOF-ABOVE 1 KV UPTO 12 KV | 3000 | TEST
13 | ST23g | ST23.7-MECHANICAL ENDURANCE TEST(FOR EVERY ADDL.200 OPERATION OR PART THEREOF-ABOVE 12KV UPTO36KV RA | 5000 | TEST
13 | ST23h | ST23.8-MECHANICAL ENDURANCE TEST-FOR EVERY ADDL.200 OPERATIONS OR PART THEREOF-ABOVE 36 KV RATING | 10000 | TEST
13 | ST24a | ST24.1-ELECTRICAL ENDURANCE TEST - 630A - 415V (OPERATING CYCLES-3/HOUR) | 151400 | TEST
13 | ST24j | ST24.10-ELECTRICAL ENDURANCE TEST - 630A - 415V (OPERATING CYCLE-600/HR) | 1150 | TEST
13 | ST24k | ST24.11-ELECTRICAL ENDURANCE TESTS - 630 A - 415V (OPERATING CYCLE-1200) | 700 | TEST
13 | ST24l | ST24.12-ELECTRICAL ENDURANCE TEST - 630 A - 415V - OPERATING CYCLE-2400/HR | 550 | TEST
13 | ST24m | ST24.13-ELECTRICAL ENDURANCE TESTS - 630A - 415V (OPERATING CYCLE-3000/HR) | 450 | TEST
13 | ST24n | ST24.14-ELECTRICAL ENDURANCE TESTS - 630A - 415V (OPERATING CYCLE-3600/HR) | 400 | TEST
13 | ST24 o | ST24.15-ELEC. ENDURANCE TEST UPTO 630A & 415v (MINIMUM CHARGES) | 23050 | TEST
13 | ST24 p | ST24.16-ELEC. ENDURANCE TESTS - OPERATING CYCLE-FIRST 100 OPERATIONS-RATING ABOVE 630 AMPS AND UPTO | 17050 | TEST
13 | ST24 q | ST24.17-ELEC. ENDURANCE TEST - OPERATING CYCLE-EVERY ADDITIONAL 100 OPERATIONS-RATING ABVE 630 AMPS | 7100 | TEST
13 | ST24b | ST24.2-ELECTRICAL ENDURANCE TESTS - 630A - 415 V (OPERATING CYCLES-10/HOUR) | 53600 | TEST
13 | ST24c | ST24.3-ELECTRICAL ENDURANCE TESTS - 630 A - 415V )OPERATING CYCLES-20/HOUR) | 27550 | TEST
13 | ST24d | ST24.4-ELECTRICAL ENDURANCE TEST - 630A - 415V (OPERATING CYCLES-30/HOUR) | 19300 | TEST
13 | ST24e | ST24.5-ELECTRICAL ENDURANCE TEST - 630A - 415V (OPERATING CYCLES-60/HOUR) | 10800 | TEST
13 | ST24f | ST24.6-ELECTRICAL ENDURANCE TESTS - 630A - 415V (OPERATING CYCLES-90/HOUR) | 7800 | TEST
13 | ST24g | ST24.7-ELECTRICAL ENDURANCE TESTS - 630A - 415V (OPERATING CYCLES-120/HOUR) | 5900 | TEST
13 | ST24h | ST24.8-ELEC. ENDURANCE TEST - 630A-415V (OPERATING CYCL-240 ) | 2550 | TEST
13 | ST24i | ST24.9-MECHANICAL ENDURANCE TEST - 630A - 415V - OPERATING CYCLE-360/HR) | 2100 | TEST
13 | ST25 | ST25-TIME CURRENT CHARACTERISTICS FOR CIRCUIT BREAKERS, MCBS, FUSES, OVER CURRENT RELEASES ETC. | 11600 | TEST
13 | ST26a | ST26.1-MEASUREMENT OF LOW RESISTANCE,MILLIVOLT DROP TEST USING DC SOURCE OF 100 A, 10 V | 1000 | TEST
13 | ST26b | ST26.2-MEASUREMENT OF LOW RESISTANCE, MILLIVOLT DROP TEST USING DC SOURCE OF 500 A, 200 V AS PER IEC | 1450 | TEST
13 | ST27 | ST27-VERIFICATION OF TERMINAL FLEXION TEST ON CONTACTORS AND STARTERS-PER POLE | 1150 | TEST
13 | ST28 | ST28-VERIFICATION OF MECHANICAL STRENGTH PROPERTIES OF TERMINALS PER POLE | 1150 | TEST
13 | ST3 | ST3-INSULATION RESISTANCE MEASUREMENT- PER MEASUREMENT | 850 | TEST
13 | ST30 | ST30-STRENGTH OF ACTUATOR MECHANISM PER TEST | 1700 | TEST
13 | ST31 | ST31-LEAKAGE CURRENT ON SWITCHES, SWITCH DISCONNECTORS, SWITCH FUSE COMBINATION UNITS PER MEASUREMEN | 850 | TEST
13 | ST32 | ST32-VERIFICATION OF LIMITS OF OPERATION OF VOLTAGE OPERATED CONTROL EQUIPMENT PER MEASUREMENT | 1050 | TEST
13 | ST33 | ST33-SHOCK TEST MCB/RCCB PER SAMPLE | 1600 | TEST
13 | ST34 | ST34-DURABILITY/INDEBILITY OF MARKING | 850 | TEST
13 | ST35 | ST35- SENSITIVITY FOR FIVE MEASUREMENTS AND PART THEREOF | 1700 | TEST
13 | ST36 | ST36-MEASUREMENT OF BREAK-TIME OF RCCB FOR FIVE MEASUREMENTS AND PART THEREOF | 1700 | TEST
13 | ST37 | ST37-TRIPPING TEST/TEST FOR TRIP FREE/TEST DEVICE-PER TEST | 1700 | TEST
13 | ST39 | ST39-VERIFICATION OF MECHANISM OF RCCB/MCB PER POLE, PER SAMPLE PER TEST | 850 | TEST
13 | ST4 | ST4-NO LOAD CURRENT TRANSFORMER-PER TEST | 850 | TEST
13 | ST40b | ST40.1-VERIFICATION OF THE OPERATION OF RCCB AT THE LIMITING VALUE OF LINE VOLTAGE-PER TEST/SAMPLE | 2400 | TEST
13 | ST40a | ST40.2-VERIFICATION OF THE OPERATION OF TEST DEVICE OF RCCB AT THE LIMITS OF RATED VOLTAGE-PER TEST/ | 2400 | TEST
13 | ST41 | ST41-VERIFICATION OF BEHAVIOUR OFRESIDUAL CURRENT DEVICE IN CASE OF FAILURE OF LINE VOLTAGE-PER TES | 2400 | TEST
13 | ST42 | ST42-VERIFICATION OF CLEARANCE & CREEPAGE DISTANCES PER SAMPLE | 1450 | TEST
13 | ST43 | ST43-NON INTERCHANGEABILITY ON MCB PER SAMPLE PER RATING | 850 | TEST
13 | ST44 | ST44-RELIABILITY OF SCREWS, CURRENT CARRYING PARTS AND CONNECTIONS ON MCBS PER POLE | 850 | TEST
13 | ST45 | ST45-RELIABILITY OF TERMINALS FOR EXTERNAL CONDUCTOR ON MCB PER POLE | 850 | TEST
13 | ST46 | ST46-PROTECTION AGAINST ELECTRIC SHOCK ON MCB PER SAMPLE | 1000 | TEST
13 | ST47 | ST47-RESISTANCE TO HEAT (MCB) PER SAMPLE PER RATING | 1700 | TEST
13 | ST48i | ST48.1-RESISTANCE TO ABNORMAL HEAT AND FIRE ON MCB & FUSES "GLOW WIRE TEST" PER SAMPLE/RATING | 3200 | TEST
13 | ST48ii | ST48.2-RESISTANCE TO ABNORMAL HEAT AND FIRE ON MCB & FUSES "GLOW WIRE TEST" ON ENERGY METERS/PER SAM | 3300 | TEST
13 | ST48iii | ST48.3-CONDITIONING OF SAMPLE PER DAY OR PART THEREOF | 2000 | SAMPLE
13 | ST49 | ST49-RESISTANCE TO RUSTING ON MCB & FUSES PER SAMPLE PER RATING | 1700 | TEST
13 | ST5 | ST5-NEUTRAL CURRENT TEST PER MEASUREMENT | 850 | TEST
13 | ST50 | ST50-28 DAYS TEST ON MCB PER DAY PER RATING | 3200 | TEST
13 | ST51 | ST51-TRIPPING CHARACTERISTICS ON MCB PER SAMPLE PER RATING | 4700 | TEST
13 | ST52 | ST52-RESISTANCE TO MECHANICAL IMPACT PER TEST/SAMPLE/RATING | 1700 | TEST
13 | ST53 | ST53-TRIP TEST ON MCBS AND OTHER EQUIPMENT UPT 3 TIMES NORMAL CURRENT ON AC/DC -PER SAMPLE | 1700 | TEST
13 | ST54 | ST54-NON TRIP TEST ON MCBS AND OTHER EQUIPMENT UPTO 3 TIMES NORMAL CURRENT ON AC/DC.RATING PER SAMPL | 1450 | TEST
13 | ST55a | ST55.1-OVER LAD PERFORMANCE OF LV FUSES-PER SAMPLE FOR 0-12 HRS. TEST DURATION | 5050 | TEST
13 | ST55b | ST55.2-OVER LOAD PERFORMANCE OF LV FUSES-PER SAMPLE FOR 12-18 HRS.TEST DURATION | 7200 | TEST
13 | ST55c | ST55.3-OVER LOAD PERFORMANCE OF LV FUSES-PER SAMPLE 18 HRS. TEST DURATION. | 10050 | TEST
13 | ST56 | ST56-ARRANGEMENT OF FUSE AND DIMENSIONS INCLUDING FUSE BASE AND HOLDER-PER TEST/SAMPLE/RATING | 850 | TEST
13 | ST57i | ST57.1-CONVENTIONAL ON FUSING CURRENT ON HRC FUSES-UPTO 63 AMPS/SAMPLE | 1900 | TEST
13 | ST57ii | ST57.2-CONVENTIONAL NON FUSING CURRENT ON HRC FUSES-ABOVE 63 AMPS & UPTO 160 AMPS/SAMPLE | 2700 | TEST
13 | ST57iii | ST57.3-CONVENTIONAL NON FUSING CURRENT ON HRC FUSES-ABOVE 160 AMPS AND UPTO 400 AMPS/SAMPLE | 3500 | TEST
13 | ST57iv | ST57.4-CONVENTIONAL NON FUSING CURRENT ON HRC FUSES-ABOVE 400 AMPS/SAMPLE | 4200 | TEST
13 | ST58i | ST58.1-CONVENTIONAL FUSING CURRENT ON HRC FUSES-UPTO 63 AMPS/SAMPLE | 1900 | TEST
13 | ST58ii | ST58.2-CONVENTIONAL FUSING CURRENT ON HRC FUSES-ABOVE 63 AMPS AND UPTO 160 AMPS/SAMPLE | 2700 | TEST
13 | ST58iii | ST58.3-CONVENTIONAL FUSING CURRENT ON HRC FUSES-ABOVE 160 AMPS AND UPTO 400 AMPS/SAMPLE | 3500 | TEST
13 | ST58iv | ST58.4-CONVENTIONAL FUSING CURRENT ON HRC FUSES-ABOVE 400 AMPS/SAMPLE | 4200 | TEST
13 | ST59 | ST59-RATED CURRENT ON CARTRIDGE FUSES OF ALL RATING PER SAMPLE | 30700 | TEST
13 | ST6 | ST6-MEASUREMENT OF RESISTANCE-PER MEASUREMENT | 850 | TEST
13 | ST60i | ST60.1-CONVENTIONAL CABLE OVER LOAD PROTECTION WITH HRC FUSES-PER TEST-UPTO 63 AMPS/SAMPLE | 2700 | TEST
13 | ST60ii | ST60.2-CONVENTIONAL CABLE OVER LOAD PROTECTION WITH HRC FUSES-PER TEST-ABOVE 63 AMPS AND UPTO 160 AM | 4100 | TEST
13 | ST60iii | ST60.3-CONVENTIONAL CABLE OVER LOAD PROTECTION WITH HRC FUSES-PER TEST-ABOVE 160 AMPS & UPTO 400 AMP | 5500 | TEST
13 | ST60iv | ST60.4-CONVENTIONAL CABLE OVER LOAD PROTECTION WITH HRC FUSES-PER TEST-ABOVE 400 AMPS/SAMPLE | 6850 | TEST
13 | ST61i | ST61.1-NON DETERIORATION OF CONTACTS ON HRC FUSES-PER COMPLETE TEST-DURATION UP TO 500 HRS. | 38350 | TEST
13 | ST61ii | ST61.2-NON DETERIORATION OF CONTACTS ON HRC FUSES-PER COMPLETE TEST-DURATION UPTO 1000 HRS. | 76500 | TEST
13 | ST61iii | ST61.3-NON DETERIORATION OF CONTACTS ON HRC FUSES-PER COMPLETE TEST-MORE THAN 1000 HRS. | 152900 | TEST
13 | ST62 | ST62-MECHANICAL STRENGTH OF FUSES-PER SAMPLE | 850 | TEST
13 | ST63 | ST63-VERIFICATION OF FREEDOM FROM SEASON CRACKING-PER TEST(MAX. 3 RATINGS ALLOWED TO TEST SIMULTANEO | 10200 | TEST
13 | ST64 | ST64-MECHANICAL ENDURANCE TEST ON REWIREABLE FUSES-PER RATING | 1050 | TEST
13 | ST65 | ST65-TEST FOR MECHANICAL STRENGTH ON REWIRABLE FUSES-PER TEST | 550 | TEST
13 | ST66 | ST66-WITHDRAWAL FORCE TESTS ON REWIRABLE FUSES-PER TEST | 1700 | TEST
13 | ST67 | ST67-CERAMIC MATERIAL TEST ON REWIRABLE FUSES-PER TEST | 3200 | TEST
13 | ST68i | ST68.1-TEMPERATURE RISE TEST-UPTO 200 A | 5950 | TEST
13 | ST68x | ST68.10-TEMPERATURE RISE TEST-ABOVE 8001 A UPTO 9000 A | 64700 | TEST
13 | ST68xi | ST68.11-TEMPERATURE RISE TEST-ABOVE 9001 A UPTO 10000 A | 71800 | TEST
13 | ST68xii | ST68.12-TEMPERATURE RISE TEST-ABOVE 10001 A UPTO 12000 A | 178200 | TEST
13 | ST68xiii | ST68.13-TEMPERATURE RISE TEST-ABOVE 12001 A UPTO 14000 A | 210300 | TEST
13 | ST68xiv | ST68.14-TEMPERATURE RISE TEST-ABOVE 14001 A UPTO 16000 A | 219200 | TEST
13 | ST68xv | ST68.15-TEMPERATURE RISE TEST-ABOVE 16001 A UPTO 18000 A | 248500 | TEST
13 | ST68xvi | ST68.16-TEMPERATURE RISE TEST-ABOVE 18001 A UPTO 20000 A | 277800 | TEST
13 | ST68xvii | ST68.17-TEMPERATURE RISE TEST-ABOVE 20001 A | 366900 | TEST
13 | ST68ii | ST68.2-TEMPERATURE RISE TEST-ABOVE 201 A UPTO 1000A | 9150 | TEST
13 | ST68iii | ST68.3-TEMPERATURE RISE TEST-ABOVE 1001 A UPTO 2000A | 13200 | TEST
13 | ST68iv | ST68.4-TEMPERATURE RISE TEST-ABOVE 2001 A UPTO 3000 A | 17600 | TEST
13 | ST68v | ST68.5-TEMPERATURE RISE TEST-ABOVE 3001 A UPTO 4000 A | 22800 | TEST
13 | ST68vi | ST68.6-TEMPERATURE RISE TEST-ABOVE 4001 A UPTO 5000 A | 28050 | TEST
13 | ST68vii | ST68.7-TEMPERATURE RISE TEST-ABOVE 5001 A UPTO 6000 A | 29250 | TEST
13 | ST68viii | ST68.8-TEMPERATURE RISE TEST-ABOVE 6001 A UPT 7000 A | 53300 | TEST
13 | ST68ix | ST68.9-TEMPERATURE RISE TEST-ABOVE 7001 A UPTO 8000 A | 59100 | TEST
13 | ST69 | ST69-MEASUREMENT OF INDUCTANCE BY LCR BRIDGE PER MEASUREMENT | 900 | TEST
13 | ST7 | ST7-MEASUREMENT OF IMPEDANCE OF TRANSFORMER- PER MEASUREMENT | 850 | TEST
13 | ST70 | ST70-HUMIDITY TEST-PER DAY OR PART THEREOF | 2400 | TEST
13 | ST 71a | ST71.1-IMPULSE VOLTAGE WITHSTAND TEST FOR TESTING OF ENERGY METER SAMPLE | 2000 | TEST
13 | ST 71b | ST71.2-IMPULSE VOLTAGE WITHSTAND TEST UPTO 35KV/SURGE CURRENT TEST UPTO 3600A - PER SAMPLE, PER SETT | 2400 | TEST
13 | ST72 | ST72-ENERGY METER - SHORT TIME OVER CURRENT TEST - PER SAMPLE | 5300 | TEST
13 | ST73 | ST73-LEAKAGE TEST/PRESSURE TEST/VACUUM TEST ON TRANSFORMER | 5500 | TEST
13 | ST74i | ST74.1-NO LOAD & LOAD LOSS MEASUREMENT OF TRANSFORMER -RATINGS FROM 5 KVA TO 630 KVA | 9300 | TEST
13 | ST74ii | ST74.2-NO LOAD AND LOAD LOSS MEASUREMENT OF TRANSFORMER -RATINGS FROM 631 KVA TO 1600 KVA | 17050 | TEST
13 | ST74iii | ST74.3-NO LOAD AND LOAD LOSS MEASUREMENT OF TRANSFORMER-RATINGS FROM 1601 KVA TO 5000 KVA | 33850 | TEST
13 | ST74iv | ST74.4-NO LOAD AND LOAD LOSS MEASUREMENT OF TRANSFORMER-RATINGS FROM 5001 KVA TO 10000 KVA | 50800 | TEST
13 | ST74v | ST74.5-NO LOAD AND LOAD LOSS MEASUREMENT OF TRANSFORMER-RATINGS FROM 10001 KVA TO 16000 KVA | 68350 | TEST
13 | ST74vi | ST74.6-NO LOAD AND LOAD LOSS MEASUREMENT OF TRANSFORMER -RATINGS FROM 16001 KVA TO 25000 KVA | 91500 | TEST
13 | ST74vii | ST74.7-NO LOAD AND LOAD LOSS MEASUREMENT OF TRANSFORMER-RATINGS ABOVE 25000 KVA | 106050 | TEST
13 | ST75i | ST75.1-TEMPERATURE RISE TEST ON POWER TRANSFORMERS-UPTO 50 KVA RATING | 9500 | TEST
13 | ST75ii | ST75.2-TEMPERATURE RISE TEST ON POWER TRANSFORMERS-ABOVE 50 KVA & UPTO 75 KVA | 13750 | TEST
13 | ST75iii | ST75.3-TEMPERATURE RISE TEST ON POWER TRANSFORMERS-ABOVE 75 KVA & UPTO 500 KVA | 20400 | TEST
13 | ST75iv | ST75.4-TEMPERATURE RISE TEST ON POWER TRANSFORMERS-ABOVE 500 KVA & UPTO 1000 KVA | 25800 | TEST
13 | ST75v | ST75.5-TEMPERATURE RISE TEST ON POWER TRANSFORMERS-ABOVE 1000 KVA & UPTO 7000 KVA | 126150 | TEST
13 | ST75vi | ST75.6-TEMPERATURE RISE TEST ON POWER TRANSFORMERS-ABOVE 7000 KVA & UPTO 16000 KVA | 232050 | TEST
13 | ST75vii | ST75.7-TEMPERATURE RISE TEST ON POWER TRANSFORMERS-ABOVE 16000 KVA & UPTO 25000 KVA | 350700 | TEST
13 | ST75viii | ST75.8-TEMPERATURE RISE TEST ON POWER TRANSFORMERS-ABOVE 25000 KVA | 455050 | TEST
13 | ST76 | ST76-NO LOAD TIME TEST ON CIRCUIT BREAKERS | 500 | TEST
13 | ST77 | ST77-MEASUREMENT OF RECHARGING TIME OF OPERATING DEVICE | 600 | TEST
13 | ST78 | ST78-MEASUREMENT OF CONSUMPTION OF CONTROL CIRCUIT, TRIPPING TEST | 550 | TEST
13 | ST79 | ST79-MEASUREMENT OF DURATION OF OPENING AND CLOSING COMMAND IMPULSE | 600 | TEST
13 | ST8 | ST8-MEASUREMENT OF VOLTAGE OF TRANSFORMER-PER MEASUREMENT | 850 | TEST
13 | ST80 | ST80-RECORDING OF CONTRACT TRAVEL AND MEASUREMENT OF CLOSING SPEED, OPENING SPEED | 1450 | TEST
13 | ST81 | ST81-MEASUREMENT OF SNATCH GAP | 750 | TEST
13 | ST82 | ST82-INDICATING DEVICE/STRIKER TEST ON FUSES | 4450 | TEST
13 | ST83 | ST83-MECHANICAL ENDURANCE TESTS ON OLTC-FIRST 20000 OPERATIONS | 46000 | TEST
13 | ST84 | ST84-MECHANICAL INDURANCE TESTS ON OLTC-ADDITIONAL 20000 OPERATIONS | 18450 | TEST
13 | ST 85 | ST85-OVER VOLTAGE TESTS ON INDUCTION MOTOR )PARAMETER COMPRISING OF ONE CURRENT AND ONE CAPACITOR) | 184800 | TEST
13 | ST 86 | ST86-PRELIMINARY REPORTS | 600 | REPORT
13 | ST87 | ST87-OSCILLOGRAMS | 400 | TEST
13 | ST9 | ST9-MEASUREMENT OF NO LOAD LOSSES OF TRANSFORMER-PER MEASUREMENT | 850 | TEST
13 | IDUP-D-4 | ST91-HARMONICS MEASUREMENT | 3800 | TEST
13 | SCM4.4(b) | STC TESTS | 177700 | SHIFT
13 | SCM 4.4c | STC TESTS ( 3 Secs.) | 217640 | SHIFT
13 | ST30 | STRENGTH OF ACTUATOR MECHANISM PER TEST | 1400 | TEST
13 | DCCD-D-14 | TEMP.RISE TEST ON "ON LOAD TAP CHANGER(OLTC)-(1001A to 2000A) | 72000 | PER SAMPLE
13 | DCCD-D-14 | TEMP.RISE TEST ON "ON LOAD TAP CHANGER(OLTC)-(1001A to 2000A) | 72000 | PER SAMPLE
13 | HRT | TEMP.RISE TEST ON "ON LOAD TAP CHANGER(OLTC)-(2001A to 3000A) | 90000 | PER SAMPLE
13 | HRT | TEMP.RISE TEST ON "ON LOAD TAP CHANGER(OLTC)-(2001A to 3000A) | 90000 | PER SAMPLE
13 | DCCD-D-13 | TEMP.RISE TEST ON "ON LOAD TAP CHANGER(OLTC)-UPTO 1000A | 58400 | PER SAMPLE
13 | DCCD-D-13 | TEMP.RISE TEST ON "ON LOAD TAP CHANGER(OLTC)-UPTO 1000A | 58400 | PER SAMPLE
13 | DCCD-D-12 | TEMP.RISE TEST ON INSTRUMENT TRANSFORMERS/VOLTAGE TRANSFORMERS(EXCLUDING CT & PT) | 4500 | TEST
13 | DCCD-D-12 | TEMP.RISE TEST ON INSTRUMENT TRANSFORMERS/VOLTAGE TRANSFORMERS(EXCLUDING CT & PT) | 4500 | TEST
13 | HRT | TEMP.RISE TEST ON REACTORS UPTO AND INCL.100Amps | 30000 | PER SAMPLE
13 | HRT | TEMP.RISE TEST ON REACTORS UPTO AND INCL.100Amps | 30000 | PER SAMPLE
13 | TEMPERATURE RISE TEST 21597 | TEMPERATURE RISE TEST 21597 | 12118 | TEST
13 | TEMPERATURE RISE TEST AT 1600A & 1600A-21580 | TEMPERATURE RISE TEST AT 1600A & 1600A-21580 | 14520 | TEST
13 | TEMPERATURE RISE TEST AT 1920A | TEMPERATURE RISE TEST AT 1920A | 240 | TEST
13 | TEMPERATURE RISE TEST AT 200A, 180A, 128A & 112A -21578 | TEMPERATURE RISE TEST AT 200A, 180A, 128A & 112A -21578 | 6545 | TEST
13 | TEMPERATURE RISE TEST AT 250A, 504A & 800A - 21578 | TEMPERATURE RISE TEST AT 250A, 504A & 800A - 21578 | 10065 | TEST
13 | TEMPERATURE RISE TEST FOR 315kVA AT75(i) | TEMPERATURE RISE TEST FOR 315kVA AT75(i) | 370 | TEST
13 | TEMPERATURE RISE TEST FOR 37.5kVA ST-75(i) | TEMPERATURE RISE TEST FOR 37.5kVA ST-75(i) | 173 | TEST
13 | TEMPERATURE RISE TEST ON 05.01.21 & 08.01.21-21579 | TEMPERATURE RISE TEST ON 05.01.21 & 08.01.21-21579 | 10065 | TEST
13 | TEMPERATURE RISE TEST ON 08.011.21 ST-52 | TEMPERATURE RISE TEST ON 08.011.21 ST-52 | 6545 | TEST
13 | TEMPERATURE RISE TEST ON 13.01.21 AT 200A,175A,128A&112A-21578 | TEMPERATURE RISE TEST ON 13.01.21 AT 200A,175A,128A&112A-21578 | 6545 | TEST
13 | TEMPERATURE RISE TEST ON 13.01.21 AT 441 A, 280A,320A,504A & 340A -21579 | TEMPERATURE RISE TEST ON 13.01.21 AT 441 A, 280A,320A,504A & 340A -21579 | 10065 | TEST
13 | TEMPERATURE RISE TEST ON AT 1040A & 1250A | TEMPERATURE RISE TEST ON AT 1040A & 1250A | 14520 | TEST
13 | TEMPERATURE RISE TEST ON AT 10A &160A-21579 | TEMPERATURE RISE TEST ON AT 10A &160A-21579 | 6545 | TEST
13 | TEMPERATURE RISE TEST ON AT 441A, 280A, 320A, 439A & 400A - 21579 | TEMPERATURE RISE TEST ON AT 441A, 280A, 320A, 439A & 400A - 21579 | 10065 | TEST
13 | ST75v | TEMPERATURE RISE TEST ON POWER TRANSFORMERS-ABOVE 1000 KVA & UPTO 7000 KVA | 105100 | TEST
13 | ST75vii | TEMPERATURE RISE TEST ON POWER TRANSFORMERS-ABOVE 16000 KVA & UPTO 25000 KVA | 292250 | TEST
13 | ST75viii | TEMPERATURE RISE TEST ON POWER TRANSFORMERS-ABOVE 25000 KVA | 379200 | TEST
13 | ST75ii | TEMPERATURE RISE TEST ON POWER TRANSFORMERS-ABOVE 50 KVA & UPTO 75 KVA | 11450 | TEST
13 | ST75iv | TEMPERATURE RISE TEST ON POWER TRANSFORMERS-ABOVE 500 KVA & UPTO 1000 KVA | 21500 | TEST
13 | ST75vi | TEMPERATURE RISE TEST ON POWER TRANSFORMERS-ABOVE 7000 KVA & UPTO 16000 KVA | 193350 | TEST
13 | ST75iii | TEMPERATURE RISE TEST ON POWER TRANSFORMERS-ABOVE 75 KVA & UPTO 500 KVA | 17000 | TEST
13 | ST75i | TEMPERATURE RISE TEST ON POWER TRANSFORMERS-UPTO 50 KVA RATING | 7900 | TEST
13 | TEMPERATURE RISE TEST ST-75(ii) | TEMPERATURE RISE TEST ST-75(ii) | 250 | TEST
13 | TEMPERATURE RISE TEST ST-75(iii) | TEMPERATURE RISE TEST ST-75(iii) | 370 | TEST
13 | TEMPERATURE RISE TEST ST-75(iii) | TEMPERATURE RISE TEST ST-75(iii) | 370 | TEST
13 | TEMPERATURE RISE TEST ST-75(iii) | TEMPERATURE RISE TEST ST-75(iii) | 370 | TEST
13 | TEMPERATURE RISE TEST ST-75(iii) | TEMPERATURE RISE TEST ST-75(iii) | 370 | TEST
13 | TEMPERATURE RISE TEST-21581 | TEMPERATURE RISE TEST-21581 | 13200 | TEST
13 | TEMPERATURE RISE TEST-21582 | TEMPERATURE RISE TEST-21582 | 22800 | TEST
13 | ST68iii | TEMPERATURE RISE TEST-ABOVE 1000 A UPTO 2000A | 11000 | TEST
13 | ST68xii | TEMPERATURE RISE TEST-ABOVE 10000 A UPTO 12000 A | 89100 | TEST
13 | ST68xiii | TEMPERATURE RISE TEST-ABOVE 12000 A UPTO 14000 A | 105150 | TEST
13 | ST68xiv | TEMPERATURE RISE TEST-ABOVE 14000 A UPTO 16000 A | 109600 | TEST
13 | ST68xv | TEMPERATURE RISE TEST-ABOVE 16000 A UPTO 18000 A | 124250 | TEST
13 | ST68xvi | TEMPERATURE RISE TEST-ABOVE 18000 A UPTO 20000 A | 138900 | TEST
13 | ST68ii | TEMPERATURE RISE TEST-ABOVE 200 A UPTO 1000A | 7600 | TEST
13 | ST68iv | TEMPERATURE RISE TEST-ABOVE 2000 A UPTO 3000 A | 14650 | TEST
13 | ST68xvii | TEMPERATURE RISE TEST-ABOVE 20000 A | 183450 | TEST
13 | ST68v | TEMPERATURE RISE TEST-ABOVE 3000 A UPTO 4000 A | 19000 | TEST
13 | ST68vi | TEMPERATURE RISE TEST-ABOVE 4000 A UPTO 5000 A | 23350 | TEST
13 | ST68vii | TEMPERATURE RISE TEST-ABOVE 5000 A UPTO 6000 A | 24350 | TEST
13 | ST68viii | TEMPERATURE RISE TEST-ABOVE 6000 A UPT 7000 A | 26650 | TEST
13 | ST68ix | TEMPERATURE RISE TEST-ABOVE 7000 A UPTO 8000 A | 29550 | TEST
13 | ST68x | TEMPERATURE RISE TEST-ABOVE 8000 A UPTO 9000 A | 32350 | TEST
13 | ST68xi | TEMPERATURE RISE TEST-ABOVE 9000 A UPTO 10000 A | 35900 | TEST
13 | ST68i | TEMPERATURE RISE TEST-UPTO 200 A | 4950 | TEST
13 | TEMPERATURE RISE TESTS UPTO 50kVA ST-75(i) | TEMPERATURE RISE TESTS UPTO 50kVA ST-75(i) | 173 | TEST
13 | TERMINALS FOR EXTERNAL CONDUCTORS | TERMINALS FOR EXTERNAL CONDUCTORS | 2400 | TEST
13 | HRT | TEST BAY OCCUPATION CHARGES | 30000 | PER DAY
13 | HRT | TEST BAY OCCUPATION CHARGES | 30000 | PER DAY
13 | TEST BAY OCCUPATION CHARGES | TEST BAY OCCUPATION CHARGES | 22800 | TEST
13 | TEST BAY OCCUPATION CHARGES FROM 15.03.21 TO 18.03.2021 | TEST BAY OCCUPATION CHARGES FROM 15.03.21 TO 18.03.2021 | 25080 | TEST
13 | TEST BAY OCCUPATION CHARGES ON 01.01.2021,06.01.21,07.01.21 & 11.01.21 | TEST BAY OCCUPATION CHARGES ON 01.01.2021,06.01.21,07.01.21 & 11.01.21 | 19360 | TEST
13 | TEST BAY OCCUPATION CHARGES ON 04.01.2021 ST-42 | TEST BAY OCCUPATION CHARGES ON 04.01.2021 ST-42 | 10065 | TEST
13 | TEST BAY OCCUPATION CHARGES ON 12.01.2021 ,15.01.21,18.01.21,19.01.21 & 21.01.21 | TEST BAY OCCUPATION CHARGES ON 12.01.2021 ,15.01.21,18.01.21,19.01.21 & 21.01.21 | 19360 | TEST
13 | TEST BAY OCCUPTION CHARGES | TEST BAY OCCUPTION CHARGES | 19360 | TEST
13 | ST65 | TEST FOR MECHANICAL STRENGTH ON REWIRABLE FUSES-PER TEST | 450 | TEST
13 | DCCD-c-96 | TEST FOR VISUAL EXAM/CHECK OR VERIFICATIONI OF DIMENSIONS FOR CERTIFYING DRAWING(EXTERNAL) | 1350 | TEST
13 | DCCD-c-96 | TEST FOR VISUAL EXAM/CHECK OR VERIFICATIONI OF DIMENSIONS FOR CERTIFYING DRAWING(EXTERNAL) | 1350 | TEST
13 | TEST FOR VISUAL EXAMINATION OR VERIFICATION OF DIMENSIONS FOR CERTIFIED-21593 | TEST FOR VISUAL EXAMINATION OR VERIFICATION OF DIMENSIONS FOR CERTIFIED-21593 | 1485 | TEST
13 | TESTING OF ADDITIONAL CORES PER CORE | TESTING OF ADDITIONAL CORES PER CORE | 73200 | TEST
13 | ST20 | TESTS OF O/C RELEASE FOR CHECKING OPERATING TIME UNDER OVERLOAD CONDITIONS-PER TEST | 1400 | TEST
13 | NOTE 11 (M5.3) | THERMAL ABILITY TEST | 23250 | TEST
13 | NOTE 11 | THERMAL ABILITY WITHSTAND TEST->500 UPTO 1600 KVA | 62680 | SHIFT
13 | THERMAL STABILITY DCCDG1 | THERMAL STABILITY DCCDG1 | 2300 | TEST
13 | THERMAL STABILITY DCCDG1 | THERMAL STABILITY DCCDG1 | 230 | TEST
13 | SCM5.1 T | THERML SHORT CIRCUIT TEST | 14070 | TEST
13 | SCM5.1 T | THERML SHORT CIRCUIT TEST | 16890 | TEST
13 | SCM5.2 T | THERML SHORT CIRCUIT TEST | 22320 | TEST
13 | ST25 | TIME CURRENT CHARACTERISTICS FOR CIRCUIT BREAKERS, MCBS, FUSES, OVER CURRENT RELEASES ETC. | 9650 | TEST
13 | SCM5.9 | TRANSFORMERS FOR SHORT CIRCUIT WITHSTAND TEST->16 UPTO 25 MVA | 678350 | SHIFT
13 | SCM5.9 | TRANSFORMERS FOR SHORT CIRCUIT WITHSTAND TEST->16 UPTO 25 MVA | 1017550 | SHIFT
13 | SCM5.6 | TRANSFORMERS FOR SHORT CIRCUIT WITHSTAND TEST->1600 UPTO 3150 KVA | 332850 | SHIFT
13 | SCM5.6 | TRANSFORMERS FOR SHORT CIRCUIT WITHSTAND TEST->1600 UPTO 3150 KVA | 399450 | SHIFT
13 | SCM5.10 | TRANSFORMERS FOR SHORT CIRCUIT WITHSTAND TEST->25 UPTO 31.5 MVA | 1000600 | SHIFT
13 | SCM5.10 | TRANSFORMERS FOR SHORT CIRCUIT WITHSTAND TEST->25 UPTO 31.5 MVA | 2001200 | SHIFT
13 | SCM5.4 | TRANSFORMERS FOR SHORT CIRCUIT WITHSTAND TEST->250 UPTO 500 KVA (> 11 KV) | 178800 | SHIFT
13 | SCM5.7 | TRANSFORMERS FOR SHORT CIRCUIT WITHSTAND TEST->3.15 UPTO 7.0 MVA | 407500 | SHIFT
13 | SCM5.7 | TRANSFORMERS FOR SHORT CIRCUIT WITHSTAND TEST->3.15 UPTO 7.0 MVA | 611250 | SHIFT
13 | SCM5.11 | TRANSFORMERS FOR SHORT CIRCUIT WITHSTAND TEST->31.5 UPTO 50 MVA | 1134000 | SHIFT
13 | SCM5.11 | TRANSFORMERS FOR SHORT CIRCUIT WITHSTAND TEST->31.5 UPTO 50 MVA | 2268000 | SHIFT
13 | SCM5.5 | TRANSFORMERS FOR SHORT CIRCUIT WITHSTAND TEST->500 UPTO 1600 KVA | 261150 | SHIFT
13 | SCM5.8 | TRANSFORMERS FOR SHORT CIRCUIT WITHSTAND TEST->7.0 UPTO 16 MVA | 451800 | SHIFT
13 | SCM5.8 | TRANSFORMERS FOR SHORT CIRCUIT WITHSTAND TEST->7.0 UPTO 16 MVA | 677700 | SHIFT
13 | SCM5.12 | TRANSFORMERS FOR SHORT CIRCUIT WITHSTAND TEST-ABOVE 50 MVA | 1267400 | SHIFT
13 | SCM5.12 | TRANSFORMERS FOR SHORT CIRCUIT WITHSTAND TEST-ABOVE 50 MVA | 2534800 | SHIFT
13 | ST53 | TRIP TEST ON MCBS AND OTHER EQUIPMENT UPT 3 TIMES NORMAL CURRENT ON AC/DC -PER SAMPLE | 1400 | TEST
13 | ST51 | TRIPPING CHARACTERISTICS ON MCB PER SAMPLE PER RATING | 3900 | TEST
13 | ST37 | TRIPPING TEST/TEST FOR TRIP FREE/TEST DEVICE-PER TEST | 1400 | TEST
13 | ST1 | TURNS RATIO MEASUREMENT (PER MEASUREMENT) | 700 | TEST
13 | TURNS RATIO ST-01 | TURNS RATIO ST-01 | 16 | TEST
13 | TURNS RATIO ST-01 | TURNS RATIO ST-01 | 16 | TEST
13 | TURNS RATIO ST-01 | TURNS RATIO ST-01 | 16 | TEST
13 | TURNS RATIO ST-01 | TURNS RATIO ST-01 | 850 | TEST
13 | TURNS RATIO ST-01 | TURNS RATIO ST-01 | 850 | NOS
13 | TURNS RATIO ST-01 | TURNS RATIO ST-01 | 850 | TEST
13 | TURNS RATIO ST-01 | TURNS RATIO ST-01 | 16 | TEST
13 | TURNS RATIOST-01 | TURNS RATIOST-01 | 16 | TEST
13 | SC | VECTOR RELATIONSHIP | 850 | TEST
13 | VECTOR RELATIONSHIP ST-02 | VECTOR RELATIONSHIP ST-02 | 16 | TEST
13 | VECTOR RELATIONSHIP ST-02 | VECTOR RELATIONSHIP ST-02 | 16 | TEST
13 | VECTOR RELATIONSHIP ST-02 | VECTOR RELATIONSHIP ST-02 | 16 | TEST
13 | VECTOR RELATIONSHIP ST-02 | VECTOR RELATIONSHIP ST-02 | 850 | TEST
13 | VECTOR RELATIONSHIP ST-02 | VECTOR RELATIONSHIP ST-02 | 850 | NOS
13 | VECTOR RELATIONSHIP ST-02 | VECTOR RELATIONSHIP ST-02 | 850 | TEST
13 | VECTOR RELATIONSHIP ST-02 | VECTOR RELATIONSHIP ST-02 | 16 | TEST
13 | VECTOR RELATIONSHIP ST-02 | VECTOR RELATIONSHIP ST-02 | 16 | TEST
13 | ST41 | VERIFICATION OF BEHAVIOUR OFRESIDUAL CURRENT DEVICE IN CASE OF FAILURE OF LINE VOLTAGE-PER TEST/SAM | 2000 | TEST
13 | ST42 | VERIFICATION OF CLEARANCE & CREEPAGE DISTANCES PER SAMPLE | 1200 | TEST
13 | ST63 | VERIFICATION OF FREEDOM FROM SEASON CRACKING-PER TEST(MAX. 3 RATINGS ALLOWED TO TEST SIMULTANEOUSLY) | 8500 | TEST
13 | ST32 | VERIFICATION OF LIMITS OF OPERATION OF VOLTAGE OPERATED CONTROL EQUIPMENT PER MEASUREMENT | 850 | TEST
13 | ST28 | VERIFICATION OF MECHANICAL STRENGTH PROPERTIES OF TERMINALS PER POLE | 950 | TEST
13 | ST39 | VERIFICATION OF MECHANISM OF RCCB/MCB PER POLE, PER SAMPLE PER TEST | 700 | TEST
13 | ST27 | VERIFICATION OF TERMINAL FLEXION TEST ON CONTACTORS AND STARTERS-PER POLE | 950 | TEST
13 | ST40b | VERIFICATION OF THE OPERATION OF RCCB AT THE LIMITING VALUE OF LINE VOLTAGE-PER TEST/SAMPLE | 2000 | TEST
13 | ST40a | VERIFICATION OF THE OPERATION OF TEST DEVICE OF RCCB AT THE LIMITS OF RATED VOLTAGE-PER TEST/SAMPLE | 2000 | TEST
13 | ST2 | VERIFICATION OF VECTOR RELATIONSHIP OF TRANSFORMER-PER TEST | 700 | TEST
13 | VIDEO CHARGES | VIDEO CHARGES | 10000 | TEST
13 | NOTE 17 | VIDEO FILMING CHARGES | 22950 | TEST
13 | NOTE 17(P-72) | VIDEO FILMING CHARGES | 27550 | TEST
13 | ST19i | VOLTAGE RATIO & PHASE DISPLACEMENT TEST ON VTS (UPTO 11 KV) PER TEST PER BURDEN | 1400 | TEST
13 | SC19ii | VOLTAGE RATIO AND PHASE DISPLACEMENT TEST ON VTS (ABOVE 11 KV)-PER TEST,PER BURDEN | 2000 | TEST
13 | ST66 | WITHDRAWAL FORCE TESTS ON REWIRABLE FUSES-PER TEST | 1400 | TEST
13 | WITNESSING OF THERMOCOUPLE LOCATION AS SITE | WITNESSING OF THERMOCOUPLE LOCATION AS SITE | 50000 | TEST
13 | WITNESSING OF THERMOCOUPLE LOCATION AT SITE | WITNESSING OF THERMOCOUPLE LOCATION AT SITE | 50000 | TEST
QUALITY ASSURANCE DIVISION | MINIMUM ORDER VALUE - TESTING OF EQUIPMENT | MINIMUM ORDER VALUE - TESTING OF EQUIPMENT |  | 10000
QUALITY ASSURANCE DIVISION | MINIMUM ORDER VALUE - TESTING OF MATERIALS | MINIMUM ORDER VALUE - TESTING OF MATERIALS |  | 2400
QUALITY ASSURANCE DIVISION | QAC/TRF/01/4-5-15 VERIFICATION OF TEST REPORT -17457 | QAC/TRF/01/4-5-15 VERIFICATION OF TEST REPORT -17457 | NOS | 1500
QUALITY ASSURANCE DIVISION | QAC/TRF/01/4-5-15 VERIFICATION OF TEST REPORT - 6114 | QAC/TRF/01/4-5-15 VERIFICATION OF TEST REPORT - 6114 | TEST | 28
QUALITY ASSURANCE DIVISION | CPRI/QAC/BPDB/20-21/01/REPORT VRFN, DT.20.01.21-QAC/TRF/01/4-5-15 VERIFICATION OF TEST REPORT -17457 | CPRI/QAC/BPDB/20-21/01/REPORT VRFN, DT.20.01.21-QAC/TRF/01/4-5-15 VERIFICATION OF TEST REPORT -17457 |  | 2094.5
QUALITY ASSURANCE DIVISION | CPRI/QAC/BPDB/20-21/01/REPORT VRFN,DATED:20.01.21-QAC/TRF/01/4-5- 15 VERIFICATION OF TEST REPORT -17 | CPRI/QAC/BPDB/20-21/01/REPORT VRFN,DATED:20.01.21-QAC/TRF/01/4-5- 15 VERIFICATION OF TEST REPORT -17 | TEST | 23
QUALITY ASSURANCE DIVISION | BANKERS COMMISSION | BANKERS COMMISSION |  | 100
QUALITY ASSURANCE DIVISION | QAC/TRF/01/4-5-15 VERIFICATION OF TEST REPORT - 6114 | QAC/TRF/01/4-5-15 VERIFICATION OF TEST REPORT - 6114 | TEST | 2072
22 | MINIMUM TEST CHARGES | MINIMUM TEST CHARGES |  | 2400
22 | MINIMUM TEST CHARGES | MINIMUM TEST CHARGES |  | 2400
22 | TEST ON TRANSFORMER OIL AS PER IS-1866-2017 | TEST ON TRANSFORMER OIL AS PER IS-1866-2017 | PER TEST | 18300
21 | COLLECTION CHARGES | COLLECTION CHARGES | TEST | 700
21 | TESTS ON TRANSFORMER OIL | TESTS ON TRANSFORMER OIL | NOS | 26300
21 | NTERFACAL TENSION, FLASH POINT, NEUTRALIASATION VALUE, ELECTRIC STRENGTH, DIELECTRIC DISSIPATION FAC | NTERFACAL TENSION, FLASH POINT, NEUTRALIASATION VALUE, ELECTRIC STRENGTH, DIELECTRIC DISSIPATION FAC | NOS | 12000
21 | SAMPLE COLLECTION CHARGE | SAMPLE COLLECTION CHARGE | NOS | 3000
21 | COLLECTION CHARGE | COLLECTION CHARGE | NOS | 5000
21 | COLLECTION CHARGE | COLLECTION CHARGE | NOS | 800
21 | COLLECTION CHARGES | COLLECTION CHARGES | NOS | 2500
21 | SAMPLE COLLECTION CHARGE | SAMPLE COLLECTION CHARGE | NOS | 4000
21 | TEST ON TRANSFORMER OIL | TEST ON TRANSFORMER OIL | PER TEST | 157800
21 | KINEMATIC VISCOSITY | KINEMATIC VISCOSITY | TEST | 1600
20 | PROOF VOLTAGE TEST ON AB CABLE ACCESSORIES FOR 30 MINUTES. | PROOF VOLTAGE TEST ON AB CABLE ACCESSORIES FOR 30 MINUTES. |  | 5000
20 | 1*630sq.mm, 36/66 kV CABLE | 1*630sq.mm, 36/66 kV CABLE |  | 42
20 | 1*630sq.mm, 36/66 kV CABLE | 1*630sq.mm, 36/66 kV CABLE |  | 41.64
20 | 1*630sq.mm, 36/66 kV CABLE | 1*630sq.mm, 36/66 kV CABLE |  | 56.16
20 | 1*630sq.mm, 36/66 kV CABLE | 1*630sq.mm, 36/66 kV CABLE |  | 96
20 | 1*630sq.mm, 36/66 kV CABLE | 1*630sq.mm, 36/66 kV CABLE |  | 18
20 | 1*630sq.mm, 36/66 kV CABLE | 1*630sq.mm, 36/66 kV CABLE |  | 40
20 | 1*630sq.mm, 36/66 kV CABLE | 1*630sq.mm, 36/66 kV CABLE |  | 41.5
20 | 1*630sq.mm, 36/66 kV CABLE | 1*630sq.mm, 36/66 kV CABLE |  | 67.88
20 | 1*630sq.mm, 36/66 kV CABLE | 1*630sq.mm, 36/66 kV CABLE |  | 103.5
20 | 1*630sq.mm, 36/66 kV CABLE | 1*630sq.mm, 36/66 kV CABLE |  | 127.75
20 | 1*630sq.mm, 36/66 kV CABLE | 1*630sq.mm, 36/66 kV CABLE |  | 125
20 | 1*630sq.mm, 36/66 kV CABLE | 1*630sq.mm, 36/66 kV CABLE |  | 151
20 | 1*630sq.mm, 36/66 kV CABLE | 1*630sq.mm, 36/66 kV CABLE |  | 239.14
20 | 1*630sq.mm, 36/66 kV CABLE | 1*630sq.mm, 36/66 kV CABLE |  | 476
20 | 1*630sq.mm, 36/66 kV CABLE | 1*630sq.mm, 36/66 kV CABLE |  | 107
20 | 1*630sq.mm, 36/66 kV CABLE | 1*630sq.mm, 36/66 kV CABLE |  | 79.75
20 | 1*630sq.mm, 36/66 kV CABLE | 1*630sq.mm, 36/66 kV CABLE |  | 94
20 | 1*630sq.mm, 36/66 kV CABLE | 1*630sq.mm, 36/66 kV CABLE |  | 24.5
20 | 1*630sq.mm, 36/66 kV CABLE | 1*630sq.mm, 36/66 kV CABLE |  | 181
20 | DISPOSAL OF SCRAP METAL DRUM | DISPOSAL OF SCRAP METAL DRUM |  | 9.05
20 | SALE OF SCRAP ALUMINIUM CABLE | SALE OF SCRAP ALUMINIUM CABLE |  | 7.14
20 | 1.8/3.3kV,1*240sq.mm | 1.8/3.3kV,1*240sq.mm |  | 10
20 | 1.8/3.3kV,1*240sq.mm | 1.8/3.3kV,1*240sq.mm |  | 41.75
20 | 1.8/3.3kV,1*240sq.mm | 1.8/3.3kV,1*240sq.mm |  | 56.16
20 | 1.8/3.3kV,1*240sq.mm | 1.8/3.3kV,1*240sq.mm |  | 96
20 | 1.8/3.3kV,1*240sq.mm | 1.8/3.3kV,1*240sq.mm |  | 20
20 | 1.8/3.3kV,1*240sq.mm | 1.8/3.3kV,1*240sq.mm |  | 29
20 | 1.8/3.3kV,1*240sq.mm | 1.8/3.3kV,1*240sq.mm |  | 42
20 | 1.8/3.3kV,1*240sq.mm | 1.8/3.3kV,1*240sq.mm |  | 40
20 | 1.8/3.3kV,1*240sq.mm | 1.8/3.3kV,1*240sq.mm |  | 18
20 | 1.8/3.3kV,1*240sq.mm | 1.8/3.3kV,1*240sq.mm |  | 291.5
20 | 1.8/3.3kV,1*240sq.mm | 1.8/3.3kV,1*240sq.mm |  | 29
20 | 1.8/3.3kV,1*240sq.mm | 1.8/3.3kV,1*240sq.mm |  | 116
20 | 1.8/3.3kV,1*240sq.mm | 1.8/3.3kV,1*240sq.mm |  | 22
20 | 1.8/3.3kV,1*240sq.mm | 1.8/3.3kV,1*240sq.mm |  | 167.6
20 | 1.8/3.3kV,1*240sq.mm | 1.8/3.3kV,1*240sq.mm |  | 23.5
20 | 1.8/3.3kV,1*240sq.mm | 1.8/3.3kV,1*240sq.mm |  | 476
20 | 1.8/3.3kV,1*240sq.mm | 1.8/3.3kV,1*240sq.mm |  | 107
20 | 1.8/3.3kV,1*240sq.mm | 1.8/3.3kV,1*240sq.mm |  | 103
20 | 1.8/3.3kV,1*240sq.mm | 1.8/3.3kV,1*240sq.mm |  | 36.2
20 | 1.8/3.3kV,1*240sq.mm | 1.8/3.3kV,1*240sq.mm |  | 138
20 | 1.8/3.3kV,1*240sq.mm | 1.8/3.3kV,1*240sq.mm |  | 163
20 | 1.8/3.3kV,1*240sq.mm | 1.8/3.3kV,1*240sq.mm |  | 24.5
20 | 1.8/3.3kV,1*240sq.mm | 1.8/3.3kV,1*240sq.mm |  | 42
20 | 1.8/3.3kV,1*240sq.mm | 1.8/3.3kV,1*240sq.mm |  | 48
20 | 1.8/3.3kV,1*240sq.mm | 1.8/3.3kV,1*240sq.mm |  | 89.5
20 | 1.8/3.3kV,1*240sq.mm | 1.8/3.3kV,1*240sq.mm |  | 661
20 | 1.8/3.3kV,1*240sq.mm | 1.8/3.3kV,1*240sq.mm |  | 206
20 | 1.5 SQ.MM, CU/PVC/PVC SINGLE CORE CABLE | 1.5 SQ.MM, CU/PVC/PVC SINGLE CORE CABLE |  | 140
20 | 1.5 SQ.MM, CU/PVC/PVC SINGLE CORE CABLE | 1.5 SQ.MM, CU/PVC/PVC SINGLE CORE CABLE |  | 25
20 | 1.5 SQ.MM, CU/PVC/PVC SINGLE CORE CABLE | 1.5 SQ.MM, CU/PVC/PVC SINGLE CORE CABLE |  | 90
20 | WEBINAR | WEBINAR |  | 0
20 | PRE-COMMISSIONING TEST | PRE-COMMISSIONING TEST |  | 30000
20 | PRE-COMMISSIONING TEST | PRE-COMMISSIONING TEST |  | 25000
20 | CONDUCTING CONDITION MONITORING/DIAGNOSTIC TESTS | CONDUCTING CONDITION MONITORING/DIAGNOSTIC TESTS |  | 250000
20 | CONDUCTING CONDITION MONITORING/DIAGNOSTIC TESTS | CONDUCTING CONDITION MONITORING/DIAGNOSTIC TESTS |  | 26300
20 | CONDUCTING CONDITION MONITORING/DIAGNOSTIC TESTS | CONDUCTING CONDITION MONITORING/DIAGNOSTIC TESTS |  | 180000
20 | CONDUCTING CONDITION MONITORING /DIAGNOSTIC TESTS | CONDUCTING CONDITION MONITORING /DIAGNOSTIC TESTS |  | 250000
20 | 1) 2 CORE*1.5Sq.mm & 2 CORE*2.5 Sq.MM, SILICON RUBBER INSULATED, OVERALL SHIELDED, LSZH SHEATHED 30 | 1) 2 CORE*1.5Sq.mm & 2 CORE*2.5 Sq.MM, SILICON RUBBER INSULATED, OVERALL SHIELDED, LSZH SHEATHED 30 |  | 430
20 | PARTIAL DISCHARGE TEST ON GENERATORS | PARTIAL DISCHARGE TEST ON GENERATORS |  | 60500
20 | HVAC WET TEST -19276 | HVAC WET TEST -19276 |  | 169
20 | TEST FOR VISUAL EXAMINATION/CHECK OR VERIFICATION OF DIMENSIONS FOR CERTIFYING DRAWING (EXTERNAL) OF | TEST FOR VISUAL EXAMINATION/CHECK OR VERIFICATION OF DIMENSIONS FOR CERTIFYING DRAWING (EXTERNAL) OF |  | 24.5
20 | WRAPPING TEST ON ALUMINIUM WIRE/ STEEL WIRE -21685 | WRAPPING TEST ON ALUMINIUM WIRE/ STEEL WIRE -21685 |  | 9
20 | GALVANIZING TEST ON STEEL WIRE OF CONDUCTOR ( MASS OF ZINC COATING/UNIFORMITY OF ZINC COATING) 21687 | GALVANIZING TEST ON STEEL WIRE OF CONDUCTOR ( MASS OF ZINC COATING/UNIFORMITY OF ZINC COATING) 21687 |  | 12.66
20 | MEASUREMENT OF DIAMETER OF ALUMINIUM WIRE /STEEL WIRE OF CONDUCTOR -21683 | MEASUREMENT OF DIAMETER OF ALUMINIUM WIRE /STEEL WIRE OF CONDUCTOR -21683 |  | 15.38
20 | D.C RESISTANCE TEST ON ALUMINIUM WIRE / MEASUREMENT OF LAY RATIO - 21686 | D.C RESISTANCE TEST ON ALUMINIUM WIRE / MEASUREMENT OF LAY RATIO - 21686 |  | 41.64
20 | BREAKING LOAD TEST ON ALUMINIUM WIRE /STEEL WIRE/TORSION TEST ON STEEL WIRE-21684 | BREAKING LOAD TEST ON ALUMINIUM WIRE /STEEL WIRE/TORSION TEST ON STEEL WIRE-21684 |  | 56.17
20 | SURGE IMMUNITY TEST FOR SINGLE PHASE METERS AS PER IS 15884:2010/IS 16444 (PART 1 : 2015/PART 2:2017 | SURGE IMMUNITY TEST FOR SINGLE PHASE METERS AS PER IS 15884:2010/IS 16444 (PART 1 : 2015/PART 2:2017 | PER TEST | 6000
20 | verification of parameters as per BIS upto 5 parameters & upto 3 commn ports(with/without tamper/eve | verification of parameters as per BIS upto 5 parameters & upto 3 commn ports(with/without tamper/eve |  | 15000
20 | verification of parameters as per BIS upto 5 parameters & upto 3 commn ports(with/without tamper/eve | verification of parameters as per BIS upto 5 parameters & upto 3 commn ports(with/without tamper/eve |  | 15000
20 | THIRD PARTY INSPECTION | THIRD PARTY INSPECTION |  | 50000
20 | CHARGES FOR ADDITIONAL TEST REPORT (ABOVE 50000) | CHARGES FOR ADDITIONAL TEST REPORT (ABOVE 50000) |  | 10000
20 | verification of parameters as per BIS upto 5 parameters & upto 3 commn ports(with/without tamper/eve | verification of parameters as per BIS upto 5 parameters & upto 3 commn ports(with/without tamper/eve |  | 15000
20 | THIRD PARTY INSPECTION | THIRD PARTY INSPECTION |  | 50000
20 | SURGE IMMUNITY TEST FOR THREE PHASE AS PER IS 15884:2010/ IS 16444 (PART 1 : 2015/PART 2:2017) | SURGE IMMUNITY TEST FOR THREE PHASE AS PER IS 15884:2010/ IS 16444 (PART 1 : 2015/PART 2:2017) | PER TEST | 16000
20 | CONSTRUCTIONAL REQUIREMENTS FOR SINGLE PHASE & THREE PHASE METERS AS PER IS 13779-1999/is 14697:1999 | CONSTRUCTIONAL REQUIREMENTS FOR SINGLE PHASE & THREE PHASE METERS AS PER IS 13779-1999/is 14697:1999 | PER TEST | 8000
20 | COMPLIANCE OF ALL TESTS | COMPLIANCE OF ALL TESTS |  | 377600
20 | NON-COMPLIANCE DURING ANY TEST OF INSULATION PROPERTIES | NON-COMPLIANCE DURING ANY TEST OF INSULATION PROPERTIES | PER TEST | 41400
20 | NON-COMPLIANCE AFTER INSULATION PROPERTIES & DURING ANY TESTS OF ACCURACY REQUIREMENTS | NON-COMPLIANCE AFTER INSULATION PROPERTIES & DURING ANY TESTS OF ACCURACY REQUIREMENTS | PER TEST | 253850
20 | NON-COMPLIANCE FROM TEST OF INFLUENCE QUANTITIES (50% OF RS. 377600/-) | NON-COMPLIANCE FROM TEST OF INFLUENCE QUANTITIES (50% OF RS. 377600/-) | PER TEST | 188800
20 | FUNCTIONAL PERFORMANCE AS PER A-1.3 PAYMENT MODE - CORE FUNCTIONAL TEST WITH VOLTAGE AND TEMPERATURE | FUNCTIONAL PERFORMANCE AS PER A-1.3 PAYMENT MODE - CORE FUNCTIONAL TEST WITH VOLTAGE AND TEMPERATURE | PER TEST | 36330
20 | FUNCTIONAL PERFORMANCE A-1.4 FUNCTIONAL TESTS WITHIN THE LIMIT RANGE OF OPERATION WITH VOLTAGE | FUNCTIONAL PERFORMANCE A-1.4 FUNCTIONAL TESTS WITHIN THE LIMIT RANGE OF OPERATION WITH VOLTAGE | PER TEST | 9800
20 | FUNCTIONAL PERFORMANCE A-1.5 FUNCTIONAL TESTS WITHIN THE LIMIT RANGE OF OPERATION WITH TEMPERATURE | FUNCTIONAL PERFORMANCE A-1.5 FUNCTIONAL TESTS WITHIN THE LIMIT RANGE OF OPERATION WITH TEMPERATURE | PER TEST | 24100
20 | PRE PAYMENT MODE TEST AS PER A-1.6.2 & A-1.6.3 TOKEN HANDLING AND DATA INTEGRITY REQUIREMENT | PRE PAYMENT MODE TEST AS PER A-1.6.2 & A-1.6.3 TOKEN HANDLING AND DATA INTEGRITY REQUIREMENT | PER TEST | 8400
20 | FUNCTIONAL REQUIREMENT C1. 6.1 & 6.2 | FUNCTIONAL REQUIREMENT C1. 6.1 & 6.2 | 8860 | 8860
20 | TEST ON CRYSTAL CONTROLLED CLOCKS ON OPERATION RESERVE, D-3.2.2 & D-1.2 | TEST ON CRYSTAL CONTROLLED CLOCKS ON OPERATION RESERVE, D-3.2.2 & D-1.2 | PER TEST | 14220
20 | TEST OF CRYSTAL CONTROLLED CLOCKS ON AC SUPPLIES, C1. D-3.2.1 | TEST OF CRYSTAL CONTROLLED CLOCKS ON AC SUPPLIES, C1. D-3.2.1 | PER TEST | 28400
20 | TEST OF CRYSTAL CONTROLLED CLOCK ON OPERATION RESERVE, CL. D-3.2.2. | TEST OF CRYSTAL CONTROLLED CLOCK ON OPERATION RESERVE, CL. D-3.2.2. | PER TEST | 14220
20 | TEST OF ACCURACY OF CRYSTAL CONTROLLED CLOCK WITH TEMPERATURE C1. D3, 2.3 | TEST OF ACCURACY OF CRYSTAL CONTROLLED CLOCK WITH TEMPERATURE C1. D3, 2.3 | PER TEST | 45000
20 | VOLTAGE DIPS & INTERRUPTIONS C10 D-4.2.1, D-4.2.2, D-4.2.3, D-4.2.4 | VOLTAGE DIPS & INTERRUPTIONS C10 D-4.2.1, D-4.2.2, D-4.2.3, D-4.2.4 | PER TEST | 10200
20 | HARMONICS IN VOLTAGE WAVEFORM, C1. D-4.3 | HARMONICS IN VOLTAGE WAVEFORM, C1. D-4.3 | PER TEST | 104000
20 | TEST OF CONSUMPTION BASED CHARGING FUNCTION C1. 5.9 PER TARIFF REGISTER PER TESTING | TEST OF CONSUMPTION BASED CHARGING FUNCTION C1. 5.9 PER TARIFF REGISTER PER TESTING |  | 8700
20 | TEST OF TIME BASED CHARGING FUNCTION C1. 5.10 PER TARIFF REGISTER | TEST OF TIME BASED CHARGING FUNCTION C1. 5.10 PER TARIFF REGISTER | PER TEST | 5900
20 | MECHANICAL & ELECTRICAL CHARACTERISTICS AS PER IS 15884 & IEC 62052-11 | MECHANICAL & ELECTRICAL CHARACTERISTICS AS PER IS 15884 & IEC 62052-11 | PER TEST | 4100
20 | OPTICAL CHARACTERISTICS AS PER IS 15884 & IEC 62052 -11 | OPTICAL CHARACTERISTICS AS PER IS 15884 & IEC 62052 -11 | PER TEST | 3800
20 | TEST OF THE LOAD SWITCH AS PER C1. 5.8 (TEST AS PER C1 4.4.3 NOT INCLUDED) | TEST OF THE LOAD SWITCH AS PER C1. 5.8 (TEST AS PER C1 4.4.3 NOT INCLUDED) |  | 14500
20 | MINIMUM ORDER VALUE - TESTING OF EQUIPMENT | MINIMUM ORDER VALUE - TESTING OF EQUIPMENT |  | 1
20 | CONFORMANCE TEST CHARGES FOR SEVENTH IED (IEC 61850 Ed.2) | CONFORMANCE TEST CHARGES FOR SEVENTH IED (IEC 61850 Ed.2) |  | 590000
20 | DEVELOPMENTAL ASSISTANCE FOR 1 DAY | DEVELOPMENTAL ASSISTANCE FOR 1 DAY | NOS | 40000
20 | 12kV, 1250A, 26.3kA GIS | 12kV, 1250A, 26.3kA GIS |  | 1000
20 | NO LOAD CURRENT TEST ST-04 | NO LOAD CURRENT TEST ST-04 |  | 16
20 | MEASUREMENT OF RESISTANCE ST-06 | MEASUREMENT OF RESISTANCE ST-06 |  | 16
20 | MEASUREMENT OF IMPEDANCE ST-07 | MEASUREMENT OF IMPEDANCE ST-07 |  | 16
20 | MEASUREMENT OF NO-LOAD LOSSED ST-09 | MEASUREMENT OF NO-LOAD LOSSED ST-09 |  | 16
20 | MEASUREMENT OF FULL -LOAD LOSSED ST-10 | MEASUREMENT OF FULL -LOAD LOSSED ST-10 |  | 16
20 | TURNS RATIO ST-01 | TURNS RATIO ST-01 |  | 16
20 | VECTOR RELATIONSHIP ST-02 | VECTOR RELATIONSHIP ST-02 |  | 16
20 | IR ST-03 | IR ST-03 |  | 16
20 | HVPF ST-11 | HVPF ST-11 |  | 16
20 | DVDF ST-12 | DVDF ST-12 |  | 58
20 | SHORT CIRCUIT TEST M4.1/1528 | SHORT CIRCUIT TEST M4.1/1528 |  | 1528
20 | HVPF | HVPF |  | 850
20 | CRANE CHARGES ON 24.12.20 | CRANE CHARGES ON 24.12.20 |  | 4000
20 | MINIMUM TEST CHARGES | MINIMUM TEST CHARGES | MINIMUM | 2400
TRC-CIVIL ENGINEERING DIVISION | Condition Assessment of Concrete Structure of Unit No. 7, TG Deck and Cooling tower | Condition Assessment of Concrete Structure of Unit No. 7, TG Deck and Cooling tower | No. | 1125000
TRC-CIVIL ENGINEERING DIVISION | Condition Assessment of Concrete Structure of TG Deck, Unit No. 2 | Condition Assessment of Concrete Structure of TG Deck, Unit No. 2 | No. | 1295000
TRC-CIVIL ENGINEERING DIVISION | Preliminary Site Visit cum Inspection of Steel Structures of Coal Handling Plant | Preliminary Site Visit cum Inspection of Steel Structures of Coal Handling Plant | No | 235000
TRC-CIVIL ENGINEERING DIVISION | Condition Assessment of Foundation of cable belt main drive | Condition Assessment of Foundation of cable belt main drive | No. | 175000
TRC-CIVIL ENGINEERING DIVISION | Condition Assessment of Foundation Snub Pulley (Dia 2134mm) at Drive House | Condition Assessment of Foundation Snub Pulley (Dia 2134mm) at Drive House | No | 125000
TRC-CIVIL ENGINEERING DIVISION | Condition Assessment of Foundation of Snub Pulley Structure at Drive House | Condition Assessment of Foundation of Snub Pulley Structure at Drive House | No | 125000
TRC-CIVIL ENGINEERING DIVISION | Condition Assessment of Foundation of Anchorage Frame | Condition Assessment of Foundation of Anchorage Frame | No | 175000
TRC-CIVIL ENGINEERING DIVISION | Condition Assessment of Foundation of Cable belt line stand from LS1 to LS3227 (excluding bridges) | Condition Assessment of Foundation of Cable belt line stand from LS1 to LS3227 (excluding bridges) | No | 252000
TRC-CIVIL ENGINEERING DIVISION | Condition Assessment of Foundation of Bridge 1 and Bridge2 of Cable Belt Line | Condition Assessment of Foundation of Bridge 1 and Bridge2 of Cable Belt Line | No | 375000
TRC-CIVIL ENGINEERING DIVISION | Condition Assessment of Foundation of Bridge No. 9 of Cable Belt Conveyor | Condition Assessment of Foundation of Bridge No. 9 of Cable Belt Conveyor | No | 250000
TRC-CIVIL ENGINEERING DIVISION | Condition Assessment of Foundation of Primary Crusher - 02 | Condition Assessment of Foundation of Primary Crusher - 02 | No | 225000
TRC-CIVIL ENGINEERING DIVISION | Condition Assessment of Foundation of Twin Pulley Trestle (Dia 575mm) | Condition Assessment of Foundation of Twin Pulley Trestle (Dia 575mm) | No | 150000
TRC-CIVIL ENGINEERING DIVISION | Condition Assessment of Structure of Twin PulleyTrestle (Dia 575mm) | Condition Assessment of Structure of Twin PulleyTrestle (Dia 575mm) | No | 175000
TRC-CIVIL ENGINEERING DIVISION | Condition Assessment of Horizontal Twin Pulley Structure at Drive House | Condition Assessment of Horizontal Twin Pulley Structure at Drive House | No | 175000
TRC-CIVIL ENGINEERING DIVISION | Condition Assessment of Bend Pulley Structure at Drive House | Condition Assessment of Bend Pulley Structure at Drive House | No | 175000
TRC-CIVIL ENGINEERING DIVISION | Condition Assessment of Structure of Tension Tower | Condition Assessment of Structure of Tension Tower | No | 475000
TRC-CIVIL ENGINEERING DIVISION | Condition Assessment of HFO & LDO Tank (24M(D) x 14(H)) | Condition Assessment of HFO & LDO Tank (24M(D) x 14(H)) | No | 1050000
TRC-CIVIL ENGINEERING DIVISION | Condition Assessment of HFO & LDO Tanks | Condition Assessment of HFO & LDO Tanks | No | 184300
TRC-CIVIL ENGINEERING DIVISION | Conditional Assessment of HFO & LDO Tanks 7 Nos. | Conditional Assessment of HFO & LDO Tanks 7 Nos. | 7 Nos. | 2603000
TRC-ELECTRICAL ENGINEERING DIVISION | Magnetic Particle Inspection, Hardness & Material Composition | Magnetic Particle Inspection, Hardness & Material Composition | No | 51375 | 0%
TRC-ELECTRICAL ENGINEERING DIVISION | Fibroscopic Inspection | Fibroscopic Inspection | No | 12800
TRC-ELECTRICAL ENGINEERING DIVISION | In-situ Oxide Scale Measurement | In-situ Oxide Scale Measurement | No. | 158
TRC-ELECTRICAL ENGINEERING DIVISION | Oxide Scale Measurement | Oxide Scale Measurement | No. | 135
TRC-ELECTRICAL ENGINEERING DIVISION | Mobilisation Charges | Mobilisation Charges | Per Work | 10500
TRC-ELECTRICAL ENGINEERING DIVISION | In-situ Oxide Scale Thickness Measurement of Re-heater Coil tubes | In-situ Oxide Scale Thickness Measurement of Re-heater Coil tubes | No | 130
TRC-ELECTRICAL ENGINEERING DIVISION | Hardness Measurement | Hardness Measurement | No. | 80
TRC-ELECTRICAL ENGINEERING DIVISION | Fibroscopic Inspection | Fibroscopic Inspection | No | 900
TRC-ENINEERING MATERIALS DIVISION | Material Composition Test | Material Composition Test | No. | 10800
TRC-ENINEERING MATERIALS DIVISION | Hardness Test of Crusher Rotor Shaft | Hardness Test of Crusher Rotor Shaft | No. | 3000
TRC-ENINEERING MATERIALS DIVISION | Metallurgcal Analysis of Economiser Tube | Metallurgcal Analysis of Economiser Tube | No. | 75100
TRC-ENINEERING MATERIALS DIVISION | Metallurgical Analysis of failed Water Wall Tube | Metallurgical Analysis of failed Water Wall Tube | No. | 53100
TRC-ENINEERING MATERIALS DIVISION | Metallurgical Analysis of Economiser Tubes Upper Bank | Metallurgical Analysis of Economiser Tubes Upper Bank | No. | 75400
TRC-ENINEERING MATERIALS DIVISION | Metallurgical Analysis of Platen Super Heater Tube | Metallurgical Analysis of Platen Super Heater Tube | No. | 56103.03
TRC-ENINEERING MATERIALS DIVISION | Metallurgical Analysis of Divisional Super Heater Tube | Metallurgical Analysis of Divisional Super Heater Tube | No. | 61450
TRC-ENINEERING MATERIALS DIVISION | Metallurgical Analysis of failed Water Wall tube | Metallurgical Analysis of failed Water Wall tube | No. | 69400
TRC-ENINEERING MATERIALS DIVISION | Preliminary Inspection for Failed Water Wall tube | Preliminary Inspection for Failed Water Wall tube | No. | 34904.1
TRC-ENINEERING MATERIALS DIVISION | Metallurgical Analysis of failed Platen Super Heater Tube | Metallurgical Analysis of failed Platen Super Heater Tube | No. | 49183.05
TRC-ENINEERING MATERIALS DIVISION | Metallurgical Analysis of failed CRH Coil | Metallurgical Analysis of failed CRH Coil | No | 47791.92
TRC-ENINEERING MATERIALS DIVISION | Dye Penetrant Test of Stub Joints of Secondary Re-heater Coils | Dye Penetrant Test of Stub Joints of Secondary Re-heater Coils | No | 240610
TRC-ENINEERING MATERIALS DIVISION | Metallurgical Analysis of failed Intermediate Re-heater tube. | Metallurgical Analysis of failed Intermediate Re-heater tube. | No | 78500
TRC-ENINEERING MATERIALS DIVISION | Metallurgical Analysis of failed Water Wall Tube | Metallurgical Analysis of failed Water Wall Tube | No | 59700
TRC-ENINEERING MATERIALS DIVISION | Third Party Witness of Test | Third Party Witness of Test | No | 50000
TRC-ENINEERING MATERIALS DIVISION | In-situ Replica Analysis for Microstructure | In-situ Replica Analysis for Microstructure | No | 720000
TRC-ENINEERING MATERIALS DIVISION | In-situ Replica Analysis for detailed Microstructure Study | In-situ Replica Analysis for detailed Microstructure Study | No | 889450
TRC-KORADI | CONDITION ASSESSMENT OF TG DECK FOUNDATION U#3 | CONDITION ASSESSMENT OF TG DECK FOUNDATION U#3 | No. | 129500
TRC-MECHANICAL ENGINEERING DIVISION | Mobilization Charges | Mobilization Charges | PER WORK | 40000
TRC-MECHANICAL ENGINEERING DIVISION | IN-SITU OXIDE SCALE MEASUREMENT OF BOILER TUBES (1500 NOS.) | IN-SITU OXIDE SCALE MEASUREMENT OF BOILER TUBES (1500 NOS.) | No. | 140
TRC-MECHANICAL ENGINEERING DIVISION | RLA Study of Boiler No. UP-6096, Unit No. 3, 210 MW | RLA Study of Boiler No. UP-6096, Unit No. 3, 210 MW | No. | 1577000
TRC-MECHANICAL ENGINEERING DIVISION | Failure analysis of Baffle Ring Assembly & Rotor Blades | Failure analysis of Baffle Ring Assembly & Rotor Blades | No | 477000